## Equipment
Tag | Type | Discipline | Location | Systems | Model | Manufacturer
A/V Equipment | A/V Equipment | Electrical | Auditorium | Audio / Visual |  | Crestron
Aerosol Photometer | BSC | Laboratory |  |  | 2H
Air Compressor #1 - Nitrogen Generation | Air Compressor: Instrument Air |  | Penthouse | Compressed Air | L29RS | Gardner Denver
Air Compressor #2 - Nitrogen Generation | Air Compressor: Instrument Air |  | Penthouse | Compressed Air | L29RS | Gardner Denver
Air Dryer AD-1 | Air Dryer | Controls | Boiler Room | Instrument Air | A-4412-1
Air Handler AHU-1 | Air Handler | Mechanical | Penthouse | HVAC | XTI-084X120-GARA 046A | Johnson Controls/York
Air Handler AHU-1P | Air Handler | Mechanical | L445D | HVAC | XTI-033X045-CAGA046A | Johnson Controls/York
Air Handler AHU-2 | Air Handler | Mechanical | Pre-Screening Yard | HVAC | XTO-036X054-GAJA | Johnson Controls/York
Air Handler AHU-3 | Air Handler | Mechanical | Penthouse | HVAC | XTI-084X120-GARA 046A | Johnson Controls/York
Air Handler AHU-4 | Air Handler | Mechanical | Penthouse | HVAC | XTI-132X138-GAUA046A | Johnson Controls/York
Air Handler AHU-5 | Air Handler | Mechanical | Penthouse | HVAC | XTI-132X138-GAUA046A | Johnson Controls/York
Air Handler AHU-6 | Air Handler | Mechanical | Penthouse | HVAC | XTI-132X138-GAUA046A | Johnson Controls/York
Air Handler AHU-7 | Air Handler | Mechanical | Penthouse | HVAC | XTI-132X138-GAUA046A | Johnson Controls/York
Air Handler AHU-8 | Air Handler | Mechanical | Penthouse | HVAC | XTI-132X138-GAUA046A | Johnson Controls/York
Air Handler AHU-9 | Air Handler | Mechanical | Warehouse | HVAC | XTI-036X051-GAUA046A | Johnson Controls/York
Air Handler AHU-10 | Air Handler | Mechanical | C Building Roof | HVAC | XTO-108X120-GGQ | Johnson Controls/York
Air Handler AHU-11 | Air Handler | Mechanical | Chiller Room | HVAC | XTI-042X066-BAHA046A | Johnson Controls/York
Air Separator AS-1 Reheat Hot Water | Air Separator | Mechanical | Chiller Room | Hot Water
Air Separator AS-2 Preheat Glycol | Air Separator | Mechanical | Chiller Room | Hot Water
Air Separator AS-3 Chilled Water | Air Separator | Mechanical | Chiller Room | Chilled Water
Air Separator AS-4 Process Glycol | Air Separator | Mechanical | Chiller Room | Hot Water
Air Separator AS-5 Process Water | Air Separator | Mechanical | Chiller Room | Hot Water
AUTOCLAVE-1 -L152 | Autoclave | Laboratory | L152 | Autoclave | LS-202038-SSA-HHI-RNCT-MNL | BetaStar
AUTOCLAVE-2 -L163 | Autoclave | Laboratory |  | Autoclave | 263648-DHA-EHD-RRCT-MFL | BetaStar
AUTOCLAVE-3 -L280C | Autoclave | Laboratory | L280C | Autoclave | 262639-DSH-EHD-LRCT-MFL | BetaStar
AUTOCLAVE-4 -L265J | Autoclave | Laboratory | L265J | Autoclave | 263660-DHA-EHD-RRCT-MFL | BetaStar
AUTOCLAVE-5 -L255F | Autoclave | Laboratory | L255F | Autoclave | 262639-DSA-EHD-LRCT-MFL | BetaStar
AUTOCLAVE-6 -L250C | Autoclave | Laboratory | L250C | Autoclave | 263600-DHA-EHD-LRCT-MFL | BetaStar
AUTOCLAVE-7 -L325A | Autoclave | Laboratory | L325A | Autoclave | 262639-DSA-EHS-RRCT-MFL | BetaStar
AUTOCLAVE-8 -L377 | Autoclave | Laboratory | L377 | Autoclave | 263660-SHA-HHR-LNCT-MNL | BetaStar
AUTOCLAVE-9 -L377 | Autoclave | Laboratory | L377 | Autoclave | 263660-SHA-HHR-LNCT-MNL | BetaStar
AUTOCLAVE-10 -L377 | Autoclave | Laboratory | L377 | Autoclave | 263660-SHA-HHR-LNCT-MNL | BetaStar
AUTOCLAVE-11 -L380 | Autoclave | Laboratory | L380 | Autoclave | 263660-SHA-HHR-LNCT-MNL | BetaStar
AUTOCLAVE-12 -L380 | Autoclave | Laboratory | L380 | Autoclave | 263660-SHA-HHR-LNCT-MNL | BetaStar
AUTOCLAVE-13 -L380 | Autoclave | Laboratory | L380 | Autoclave | 263660-SHA-HHR-LNCT-MNL | BetaStar
AUTOCLAVE-14 -L380 | Autoclave | Laboratory | L380 | Autoclave | 263660-SHA-HHR-LNCT-MNL | BetaStar
AUTOCLAVE-15 - L368 | Autoclave | Laboratory | L368 | Autoclave | 263648-SHA-HHR-LNCT-MNL | BetaStar
AUTOCLAVE-17 - AHRF | Autoclave | Laboratory | PSL106 | Autoclave | MLS-3751/3751L | Sanyo
Automatic Transfer Switch ATS-1 | Automatic Transfer Switch | Electrical | Emergency Power Room | Emergency Power |  | ITT
Automatic Transfer Switch ATS-2 | Automatic Transfer Switch | Electrical | Pre-Screen | Emergency Power |  | ITT
Band Saw Necropsy | LA Necropsy | Laboratory | L164 | Lab | 1433FH | Biro
BFP 1 | Backflow Preventer | Plumbing | Water Service Room | Plumbing | 909 RP | Watts
BFP 2 | Backflow Preventer | Plumbing | Water Service Room | Plumbing | 909 RP | Watts
BFP 3 | Backflow Preventer | Plumbing | Water Service Room | Plumbing | 909 MOD | Watts
BFP 4 | Backflow Preventer | Plumbing | Water Service Room | Plumbing | 909 MOD | Watts
BFP 5 | Backflow Preventer | Plumbing | Water Service Room | Plumbing | 909 M1QT | Watts
BFP 6 | Backflow Preventer | Plumbing | Water Service Room | Plumbing | 909 M1QT | Watts
BFP 7 | Backflow Preventer | Plumbing | Chiller Room | Plumbing | 009M2QT | Watts
BFP 8 | Backflow Preventer | Plumbing | Chiller Room | Plumbing | 009M2 | Watts
BFP 9 | Backflow Preventer | Plumbing | Chiller Room | Plumbing | 009M2QT | Watts
BFP 10 | Backflow Preventer | Plumbing | Chiller Room | Plumbing | 009M2QT | Watts
BFP 11 | Backflow Preventer | Plumbing | L155B | Plumbing | 007M3QT | Watts
BFP 12 | Backflow Preventer | Plumbing | L155B | Plumbing | 007M3QT | Watts
BFP 13 | Backflow Preventer | Plumbing | L286 | Plumbing | 007M3QT | Watts
BFP 14 | Backflow Preventer | Plumbing | L286 | Plumbing | 007M3QT | Watts
BFP 15 | Backflow Preventer | Plumbing | L266 | Plumbing | 009M2QT | Watts
BFP 16 | Backflow Preventer | Plumbing | L266 | Plumbing | 009M2QT | Watts
BFP 17 | Backflow Preventer | Plumbing | L266 | Plumbing | 009M2QT | Watts
BFP 18 | Backflow Preventer | Plumbing | L266 | Plumbing | 007M2QT | Watts
BFP 19 | Backflow Preventer | Plumbing | L266 | Plumbing | 007M1QT | Watts
BFP 20 | Backflow Preventer | Plumbing | Second Floor | Plumbing | 007M3QT | Watts
BFP 21 | Backflow Preventer | Plumbing | Second Floor | Plumbing | 007M3QT | Watts
BFP 22 | Backflow Preventer | Plumbing | Third Floor | Plumbing | 009M2QT | Watts
BFP 23 | Backflow Preventer | Plumbing | F332 | Plumbing | 009M2QT | Watts
BFP 24 | Backflow Preventer | Plumbing | F332 | Plumbing | 009M3QT | Watts
BFP 25 | Backflow Preventer | Plumbing | L255F | Plumbing | 007M3QT | Watts
BFP 26 | Backflow Preventer | Plumbing | L255F | Plumbing | 007M3QT | Watts
BFP 27 | Backflow Preventer | Plumbing | Prescreening | Plumbing | 009M2QT | Watts
BFP 28 | Backflow Preventer | Plumbing | Prescreening | Plumbing | 009M2QT | Watts
BFP 29 | Backflow Preventer | Plumbing | Prescreening | Plumbing | 009M2QT | Watts
BFP 30 | Backflow Preventer | Plumbing | FP Hotbox | Plumbing | 909M1 | Watts
BFP 31 | Backflow Preventer | Plumbing | FP Hotbox | Plumbing | 909QT | Watts
BFP 32 | Backflow Preventer | Plumbing | Greenhouse | Plumbing | 909M1QTRP | Watts
BFP 33 | Backflow Preventer | Plumbing | Water Service Room | Plumbing | 2000B | Ames DCVA
BFP 34 | Backflow Preventer | Plumbing | Water Service Room | Plumbing | 300055 | Ames DCVA
BFP 35 | Backflow Preventer | Plumbing | Chiller Room | Plumbing | PVB4V | Apollo
BFP 36 | Backflow Preventer | Plumbing | Chiller Room | Plumbing | PVB4V | Apollo
BFP 37 | Backflow Preventer | Plumbing | Chiller Room | Plumbing | PVB4V | Apollo
BFP 38 | Backflow Preventer | Plumbing | L152 | Plumbing | 800 M4 | Watts
BFP 39 | Backflow Preventer | Plumbing | L163 | Plumbing | 800 M4 | Watts
BFP 40 | Backflow Preventer | Plumbing | L280 | Plumbing | 800 M4 | Watts
BFP 41 | Backflow Preventer | Plumbing | L265J | Plumbing | 800 M4 | Watts
BFP 42 | Backflow Preventer | Plumbing | L255F | Plumbing | 800 M4 | Watts
BFP 43 | Backflow Preventer | Plumbing | L250C | Plumbing | 800 M4 | Watts
BFP 44 | Backflow Preventer | Plumbing | L380 | Plumbing | 800 M4 | Watts
BFP 45 | Backflow Preventer | Plumbing | L380 | Plumbing | 800 M4 | Watts
BFP 46 | Backflow Preventer | Plumbing | L380 | Plumbing | 800 M4 | Watts
BFP 47 | Backflow Preventer | Plumbing | L380 | Plumbing | 800 M4 | Watts
BFP 48 | Backflow Preventer | Plumbing | F377 | Plumbing | 800 M4 | Watts
BFP 49 | Backflow Preventer | Plumbing | F377 | Plumbing | 800 M4 | Watts
BFP 50 | Backflow Preventer | Plumbing | F377 | Plumbing | 800 M4 | Watts
BFP 51 | Backflow Preventer | Plumbing | L367 | Plumbing | 800 M4 | Watts
BFP 52 | Backflow Preventer | Plumbing | L173 | Plumbing | 800 M4 | Watts
BFP 53 | Backflow Preventer | Plumbing | L325A | Plumbing | 800 M4 | Watts
BFP 54 | Backflow Preventer | Plumbing | Penthouse | Plumbing | 975 XL | Wilkins Zurn
BFP 55 | Backflow Preventer | Plumbing | Chiller Room | Plumbing | 61935 | Watts
BFP Service Tickets | Backflow Preventer | Plumbing | Maintenance Office
Boiler 1 | Boiler | Mechanical | Boiler Room | HVAC | 4WG-200-250-150 | Cleaver Brooks
Boiler 2 | Boiler | Mechanical | Boiler Room | HVAC | 4WG-200-250-150 | Cleaver Brooks
Boiler 3 | Boiler | Mechanical | Boiler Room | HVAC | 4WG-200-250-150 | Cleaver Brooks
Boiler 4 | Boiler | Mechanical | Boiler Room | HVAC | 4WG-200-250-150 | Cleaver Brooks
BSC-L100-1 | BSC: Class II, Type A2 | Laboratory | Training Lab | Biosafety Cabinet | Nu-S425-600 | Nuaire
BSC-L135-1 | BSC: Class II, Type A2 | Laboratory | L135 | Biosafety Cabinet | Nu-S425-400 | Nuaire
BSC-L135B-1 | BSC: Class II, Type A2 | Laboratory | L135B | Biosafety Cabinet | Nu-S425-400 | Nuaire
BSC-L136-1 | BSC: Class II, Type A2 | Laboratory | L136 | Biosafety Cabinet | Nu-S425-400 | Nuaire
BSC-L136-2 | BSC: Laminar Flow Clean | Laboratory | L136 | Biosafety Cabinet | Nu-201-630 | Nuaire
BSC-L145E-1 | BSC: Class II, Type A2 | Laboratory | L145E | Biosafety Cabinet | Nu-S425-400 | Nuaire
BSC-L145G-1 | BSC: Class II, Type A2 | Laboratory | L145G | Biosafety Cabinet | Nu-S425-400 | Nuaire
BSC-L152-1 | BSC: Laminar Flow Clean | Laboratory | L152 | Biosafety Cabinet | Nu-201-630 | Nuaire
BSC-L160-1 | BSC: Class II, Type A2 | Laboratory | L160 | Biosafety Cabinet | Nu-S425-600 | Nuaire
BSC-L160-2 | BSC: Class II, Type A2 | Laboratory | L160 | Biosafety Cabinet | Nu-S425-600 | Nuaire
BSC-L160-3 | BSC: Class II, Type A2 | Laboratory | L160 | Biosafety Cabinet | Nu-S425-600 | Nuaire
BSC-L160-4 | BSC: Class II, Type A2 | Laboratory | L160 | Biosafety Cabinet | Nu-S425-600 | Nuaire
BSC-L160-5 | BSC: Class II, Type A2 | Laboratory | L160 | Biosafety Cabinet | Nu-S425-400 | Nuaire
BSC-L160A-1 | BSC: Class II, Type A2 | Laboratory | L160A | Biosafety Cabinet | Nu-S425-400 | Nuaire
BSC-L160B-1 | BSC: Class II, Type A2 | Laboratory | L160B | Biosafety Cabinet | Nu-S425-400 | Nuaire
BSC-L160B-2 | BSC: Class II, Type A2 | Laboratory | L160B | Biosafety Cabinet | Nu-S425-400 | Nuaire
BSC-L160D-1 | BSC: Class II, Type A2 | Laboratory | L160D | Biosafety Cabinet | Nu-S425-400 | Nuaire
BSC-L160D-2 | BSC: Class II, Type A2 | Laboratory | L160D | Biosafety Cabinet | Nu-S425-400 | Nuaire
BSC-L163-1 | BSC: Class II Type B2 | Laboratory | L163 | Biosafety Cabinet | Nu-S430-600 | Nuaire
BSC-L163B-1 | BSC: Class II Type B2 | Laboratory | L163B | Biosafety Cabinet | Nu-S430-600 | Nuaire
BSC-L163B-1- Out of Service | BSC: Class II Type B2 | Laboratory | Penthouse | Biosafety Cabinet | Nu-S430-600 | Nuaire
BSC-L163C-1 | BSC: Class II Type B2 | Laboratory | L163C | Biosafety Cabinet | Nu-S430-600 | Nuaire
BSC-L163C-2 | BSC: Class II Type B2 | Laboratory | L163C | Biosafety Cabinet | Nu-S430-600 | Nuaire
BSC-L164-1 | BSC: Class II Type B2 | Laboratory | L164 | Biosafety Cabinet | Nu-S430-600 | Nuaire
BSC-L166-1 | BSC: Class II, Type A2 | Laboratory | L166 | Biosafety Cabinet | Nu-S425-600 | Nuaire
BSC-L170-1 | BSC: Class II, Type A2 | Laboratory | L170 | Biosafety Cabinet | Nu-S425-600 | Nuaire
BSC-L170-2 | BSC: Class II, Type A2 | Laboratory | L170 | Biosafety Cabinet | Nu-S425-400 | Nuaire
BSC-L170B-1 | BSC: Class II, Type A2 | Laboratory | L170B | Biosafety Cabinet | Nu-S425-400 | Nuaire
BSC-L171-1 | BSC: Class II, Type A2 | Laboratory | L171 | Biosafety Cabinet | Nu-S425-600 | Nuaire
BSC-L171-2 | BSC: Class II, Type A2 | Laboratory | L171 | Biosafety Cabinet | Nu-S425-600 | Nuaire
BSC-L183-1 | BSC: Class II, Type A2 | Laboratory | L183 | Biosafety Cabinet | Nu-S425-600 | Nuaire
BSC-L245A-1 | BSC: Class II, Type A2 | Laboratory | L245A | Biosafety Cabinet | Nu-S425-600 | Nuaire
BSC-L245A-1 - Out of service(Bad fan motor) | BSC: Class II, Type A2 | Laboratory | Penthouse | Biosafety Cabinet | Nu-S425-600 | Nuaire
BSC-L245B-1 | BSC: Class II, Type A2 | Laboratory | L245A | Biosafety Cabinet | Nu-S425-600 | Nuaire
BSC-L250-1 | BSC: Class II, Type A2 | Laboratory | L250 | Biosafety Cabinet | Nu-S425-600 | Nuaire
BSC-L250-2 | BSC: Class II Type B2 | Laboratory | L250 | Biosafety Cabinet | Nu-S430-600 | Nuaire
BSC-L255-1 | BSC: Class II, Type A2 | Laboratory | L255 | Biosafety Cabinet | Nu-S425-600 | Nuaire
BSC-L255-2 | BSC: Class II, Type A2 | Laboratory | L255 | Biosafety Cabinet | Nu-S425-600 | Nuaire
BSC-L255A-1 | BSC: Class II, Type A2 | Laboratory | L255A | Biosafety Cabinet | Nu-S425-600 | Nuaire
BSC-L255B-1 | BSC: Class II Type B2 | Laboratory | L255B | Biosafety Cabinet | Nu-S430-600 | Nuaire
BSC-L255C-1 | BSC: Class II, Type A2 | Laboratory | L255C | Biosafety Cabinet | Nu-S425-600 | Nuaire
BSC-L265-1 | BSC: Class II Type B2 | Laboratory | L265 | Biosafety Cabinet | Nu-S430-600 | Nuaire
BSC-L265-2 | BSC: Class II, Type A2 | Laboratory | L265 | Biosafety Cabinet | Nu-S425-600 | Nuaire
BSC-L265A-1 | BSC: Class II, Type A2 | Laboratory | L265A | Biosafety Cabinet | Nu-S425-400 | Nuaire
BSC-L265B-1 | BSC: Class II, Type A2 | Laboratory | L265B | Biosafety Cabinet | Nu-S425-600 | Nuaire
BSC-L265B-2 | BSC: Class II, Type A2 | Laboratory | L265B | Biosafety Cabinet | Nu-S425-600 | Nuaire
BSC-L265C-1 | BSC: Class II, Type A2 | Laboratory | L265C | Biosafety Cabinet | Nu-S425-600 | Nuaire
BSC-L265C-2 | BSC: Class II, Type A2 | Laboratory | L265C | Biosafety Cabinet | Nu-S425-600 | Nuaire
BSC-L265D-1 | BSC: Class II, Type A2 | Laboratory | L265D | Biosafety Cabinet | Nu-S425-600 | Nuaire
BSC-L265D-2 | BSC: Class II, Type A2 | Laboratory | L265D | Biosafety Cabinet | Nu-S425-600 | Nuaire
BSC-L270-1 | BSC: Class II, Type A2 | Laboratory | L270 | Biosafety Cabinet | Nu-S425-600 | Nuaire
BSC-L270-2 | BSC: Class II Type B2 | Laboratory | L270 | Biosafety Cabinet | Nu-S430-600 | Nuaire
BSC-L280-1 | BSC: Class II, Type A2 | Laboratory | L280 | Biosafety Cabinet | Nu-S425-600 | Nuaire
BSC-L280D-1 | BSC: Class II, Type A2 | Laboratory | L280D | Biosafety Cabinet | Nu-S425-600 | Nuaire
BSC-L280D-2 | BSC: Class II, Type A2 | Laboratory | L280D | Biosafety Cabinet | Nu-S425-400 | Nuaire
BSC-L280E-1 | BSC: Class II Type B2 | Laboratory | L280E | Biosafety Cabinet | Nu-S430-600 | Nuaire
BSC-L280E-2 | BSC: Class II, Type A2 | Laboratory | L280E | Biosafety Cabinet | Nu-S430-400 | Nuaire
BSC-L285A-1 | BSC: Class II, Type A2 | Laboratory | L285A | Biosafety Cabinet | Nu-S425-600 | Nuaire
BSC-L325-1 | BSC: Class II, Type A2 | Laboratory | L325 | Biosafety Cabinet | Nu-S425-600 | Nuaire
BSC-L325-2 | BSC: Class II, Type A2 | Laboratory | L325 | Biosafety Cabinet | Nu-S425-600 | Nuaire
BSC-L325-3 | BSC: Class II, Type A2 | Laboratory | L325 | Biosafety Cabinet | Nu-S425-600 | Nuaire
BSC-L325-4 | BSC: Class II, Type A2 | Laboratory | L325 | Biosafety Cabinet | Nu-S425-600 | Nuaire
BSC-L325B-1 | BSC: Class II Type B2 | Laboratory | L325B | Biosafety Cabinet | Nu-S430-600 | Nuaire
BSC-L325B-2 | BSC: Class II, Type A2 | Laboratory | L325B | Biosafety Cabinet | Nu-S425-600 | Nuaire
BSC-L330-1 | BSC: Class II, Type A2 | Laboratory | L330 | Biosafety Cabinet | Nu-S425-600 | Nuaire
BSC-L332-2 | BSC: Class II, Type A2 | Laboratory | L332 | Biosafety Cabinet | Nu-S425-400 | Nuaire
BSC-L335A-1 | BSC: Class II, Type A2 | Laboratory | L335A | Biosafety Cabinet | Nu-S425-600 | Nuaire
BSC-L335A-2 | BSC: Class II, Type A2 | Laboratory | L335A | Biosafety Cabinet | Nu-S425-600 | Nuaire
BSC-L340-1 | BSC: Class II, Type A2 | Laboratory | L340 | Biosafety Cabinet | Nu-S425-600 | Nuaire
BSC-L341A-1 | BSC: Class II, Type A2 | Laboratory | Penthouse | Biosafety Cabinet | Nu-S425-600 | Nuaire
BSC-L341B-1 | BSC: Class II, Type A2 | Laboratory | Penthouse | Biosafety Cabinet | Nu-S425-400 | Nuaire
BSC-L345-1 | BSC: Class II, Type A2 | Laboratory | L345 | Biosafety Cabinet | Nu-S425-600 | Nuaire
BSC-L345B-1 | BSC: Class II, Type A2 | Laboratory | L345B | Biosafety Cabinet | Nu-S425-600 | Nuaire
BSC-L350-1 | BSC: Class II, Type A2 | Laboratory | L350 | Biosafety Cabinet | Nu-S425-600 | Nuaire
BSC-L360B-1 | BSC: Class II, Type A2 | Laboratory | L360B | Biosafety Cabinet | Nu-S425-600 | Nuaire
BSC-L365-1 | BSC: Class II, Type A2 | Laboratory | L365 | Biosafety Cabinet | Nu-S425-600 | Nuaire
BSC-L365-2 | BSC: Class II, Type A2 | Laboratory | L365 | Biosafety Cabinet | Nu-S425-600 | Nuaire
BSC-L365-3 | BSC: Class II, Type A2 | Laboratory | L365 | Biosafety Cabinet | Nu-S425-600 | Nuaire
BSC-L365-4 | BSC: Class II, Type A2 | Laboratory | L365 | Biosafety Cabinet | Nu-S425-600 | Nuaire
BSC-L365-5 | BSC: Class II, Type A2 | Laboratory | L365 | Biosafety Cabinet | Nu-S425-600 | Nuaire
BSC-L365-6 | BSC: Class II, Type A2 | Laboratory | L365 | Biosafety Cabinet | Nu-S425-600 | Nuaire
BSC-L365-7 | BSC: Class II, Type A2 | Laboratory | L365 | Biosafety Cabinet | Nu-S425-600 | Nuaire
BSC-L365-8 | BSC: Class II, Type A2 | Laboratory | L365 | Biosafety Cabinet | Nu-S425-600 | Nuaire
BSC-L365A-1 | BSC: Class II Type B2 | Laboratory | L365A | Biosafety Cabinet | Nu-S430-600 | Nuaire
BSC-L368-1 | BSC: Laminar Flow Clean | Laboratory | L368 | Biosafety Cabinet | NU-201-630 | Nuaire
BSC-L370B-1 | BSC: Class II, Type A2 | Laboratory | L370B | Biosafety Cabinet | Nu-S425-600 | Nuaire
BSC-L375-1 | BSC: Class II, Type A2 | Laboratory | L375 | Biosafety Cabinet | Nu-S425-600 | Nuaire
BSC-L375-1 - In Storage/Not in use | BSC: Class II, Type A2 | Laboratory | Penthouse | Biosafety Cabinet | Nu-S425-600 | Nuaire
BSC-L410-1 - Storage, Not in use | BSC: Laminar Flow Clean | Laboratory | Penthouse | Biosafety Cabinet | Nu-201-630 | Nuaire
BSC-L410B-1 | BSC: Class II Type B2 | Laboratory | L410B | Biosafety Cabinet | Nu-S430-600 | Nuaire
BSC-L415-1 | BSC: Class II, Type A2 | Laboratory | L415 | Biosafety Cabinet | Nu-S425-600 | Nuaire
BSC-L425A-1 | BSC: Class II Type B2 | Laboratory | L425A | Biosafety Cabinet | Nu-S430-600 | Nuaire
BSC-L425A-2 | BSC: Class II Type B2 | Laboratory | L425A | Biosafety Cabinet | Nu-S430-600 | Nuaire
BSC-L425B-1 - Storage, Not In use | BSC: Class II Type B2 | Laboratory | Penthouse | Biosafety Cabinet | Nu-S430-400 | Nuaire
BSC-L445A-1 - Sent to Surplus | BSC: Class II, Type A2 | Laboratory | SURPLUS- REMOVED OFF SITE | Biosafety Cabinet | Nu-S156-530 | Nuaire
BSC-L445C-1 | BSC: Class II, Type A2 | Laboratory | L445C | Biosafety Cabinet | Nu-S425-600 | Nuaire
BSC-L445C-2 | BSC: Class II, Type A2 | Laboratory | L445C | Biosafety Cabinet | Nu-S425-600 | Nuaire
BSC-L476-1 | BSC: Class II Type B2 | Laboratory | L476 | Biosafety Cabinet | LB2-6B2-E | ESCO
BSC-MLSV-1 Glovebox | BSC | Laboratory | Building Exterior North | Biosafety Cabinet | SEA-3 Class III BSC | Gremfree
BSC-MLSV-2 Glovebox | BSC | Laboratory | Building Exterior North | Biosafety Cabinet | SEA-3 Class III BSC | Gremfree
BSC-MLSV-3 Glovebox | BSC | Laboratory | Building Exterior North | Biosafety Cabinet | SEA-3 Class III BSC | Gremfree
BSC-PSL103-1 Glovebox | BSC | Laboratory | PSL103 | Biosafety Cabinet | DGB-6 | Gremfree
BSC-PSL103-2 | BSC | Laboratory | PSL103 | Biosafety Cabinet | BTE-6SS | Gremfree
BSC-PSL106-1 Glovebox | BSC | Laboratory | PSL106 | Biosafety Cabinet | TRAN-CT4 | Gremfree
BSC-PSL106-2 | BSC | Laboratory | PSL106 | Biosafety Cabinet | BS-6 | Gremfree
BSC-SPARE | BSC: Class II, Type A2 | Laboratory | Penthouse | Biosafety Cabinet | Nu-S425-600 | Nuaire
Chain Hoist 1 |  | Mechanical | L164 |  | EC-4008-3-20 | Coffing
Chill Guard Refrigerant Monitor | Refrigerant Monitor | Mechanical | Chiller Room | Refrigerant Leak Detection | ARTD811 SF80D0000 | MSA
Chilled Water Piping | Piping | Mechanical | Chiller Room
Chiller CH-1 | Chiller | Mechanical | Chiller Room | Chilled Water | YKKPKSH9-CUGS | Johnson Control/York
Chiller CH-2 | Chiller | Mechanical | Chiller Room | Chilled Water | YKKPKSH9-CUGS | Johnson Control/York
Chiller CH-3 | Chiller | Mechanical | Chiller Room | Chilled Water | YKKPKSH9-CUGS | Johnson Control/York
City Water Booster Pump BP-1 | Domestic Water Booster Pump | Plumbing | Water Service Room | Plumbing | TE-225-45 | Canariis Corp.
City Water Distribution System | Piping | Plumbing | Water Service Room | Plumbing
Clearance Lighting FAA-1 (West) | Light | Electrical | Upper Roof | Lighting | AWRETRO120 MRKR-FAA SINGLE LED RETROFIT
Clearance Lighting FAA-2 (East) | Light | Electrical | Upper Roof | Lighting | AWRETRO120 MRKR-FAA SINGLE LED RETROFIT
CO2 Monitor(L-368) | Gas Monitor | Fire Protection | L365 | Fire Safety | CO400
Compressor Instrument Air - CAS-2 | Air Compressor: Instrument Air | Controls | Boiler Room | Instrument Air | QTS5QCB | Quincy
Compressor Shop Air AC-2 | Shop Air Compressor | Mechanical | L125 |  | P1.5IU-A9 | Ingersoll Rand
Condenser Water Piping | Piping | Mechanical | Chiller Room
Controller 3D Trasar | Water Treatment | Plumbing | Chiller Room | Plumbing | 5500 | Nalco
Cooling Coil Condensate Return Piping | Piping | Mechanical | Lower Roof
Cooling Tower CT-1 | Cooling Tower | Mechanical | Lower Roof | Condenser Water | NC Class | Marley SPX Cooling Technologies
Cooling Tower CT-2 | Cooling Tower | Mechanical | Lower Roof | Condenser Water | NC Class | Marley SPX Cooling Technologies
Cooling Tower CT-3 | Cooling Tower | Mechanical | Lower Roof | Condenser Water | NC Class | Marley SPX Cooling Technologies
Deaerator Tank DA-1 | Deaerator Tank | Mechanical | Boiler Room | Hot Water |  | Cleaver Brooks
DI Water System | DI Water Skid | Mechanical | Chiller Room | Plumbing | M41RGP003ESD | Siemens
Dock Leveler 1 | Dock Leveler | Mechanical | Warehouse |  | RHH 4000 | Rite-Hite
Domestic Water Heater DWH/1-A | Domestic Hot Water Heater | Plumbing | Boiler Room | Hot Water | 1000-N-400A-TPGO | PVI Industries LLC
Domestic Water Heater DWH/1-B | Domestic Hot Water Heater | Plumbing | Boiler Room | Hot Water | 1000 N 400A-TPGO | PVI Industries LLC
Downdraft Table1 | Down Draft Table | Laboratory | L164 | Lab | MOA9005 | Mopec
Downdraft Table 2 | Down Draft Table | Laboratory |  | Lab | MOA9005 | Mopec
DPMON L-163 | Differential Pressure Monitor | Laboratory | L163A | Lab | CRC-RM | Critical Room Control
DPMON L-163B | Differential Pressure Monitor | Laboratory | L163A | Lab | CRC-RM | Critical Room Control
DPMON L-163C | Differential Pressure Monitor | Laboratory | L163A | Lab | CRC-RM | Critical Room Control
DPMON L-163D | Differential Pressure Monitor | Laboratory | L155B | Lab | CRC-RM | Critical Room Control
DPMON L-163E | Differential Pressure Monitor | Laboratory | L155B | Lab | CRC-RM | Critical Room Control
DPMON L-245A | Differential Pressure Monitor | Laboratory | L245 | Lab | CRC-RM | Critical Room Control
DPMON L-245B | Differential Pressure Monitor | Laboratory | L245 | Lab | CRC-RM | Critical Room Control
DPMON L-250-1 | Differential Pressure Monitor | Laboratory | 2C45 | Lab | CRC-RM | Critical Room Control
DPMON L-250-2 | Differential Pressure Monitor | Laboratory | 2C45 | Lab | CRC-RM | Critical Room Control
DPMON L-250A | Differential Pressure Monitor | Laboratory | 2C51 | Lab | CRC-RM | Critical Room Control
DPMON L-250B | Differential Pressure Monitor | Laboratory | 2C51 | Lab | CRC-RM | Critical Room Control
DPMON L-250D | Differential Pressure Monitor | Laboratory | 2C45 | Lab | CRC-RM | Critical Room Control
DPMON L-255-1 | Differential Pressure Monitor | Laboratory | 2C45 | Lab | CRC-RM | Critical Room Control
DPMON L-255-2 | Differential Pressure Monitor | Laboratory | 2C55 | Lab | CRC-RM | Critical Room Control
DPMON L-255A | Differential Pressure Monitor | Laboratory | 2C55 | Lab | CRC-RM | Critical Room Control
DPMON L-255B | Differential Pressure Monitor | Laboratory | 2C55 | Lab | CRC-RM | Critical Room Control
DPMON L-255C | Differential Pressure Monitor | Laboratory | 2C55 | Lab | CRC-RM | Critical Room Control
DPMON L-255E | Differential Pressure Monitor | Laboratory | 2C45 | Lab | CRC-RM | Critical Room Control
DPMON L-265A | Differential Pressure Monitor | Laboratory | L265 | Lab | CRC-RM | Critical Room Control
DPMON L-265B | Differential Pressure Monitor | Laboratory | L265 | Lab | CRC-RM | Critical Room Control
DPMON L-265C | Differential Pressure Monitor | Laboratory | L265 | Lab | CRC-RM | Critical Room Control
DPMON L-265D | Differential Pressure Monitor | Laboratory | L265 | Lab | CRC-RM | Critical Room Control
DPMON L-265F | Differential Pressure Monitor | Laboratory | L265 | Lab | CRC-RM | Critical Room Control
DPMON L-265G | Differential Pressure Monitor | Laboratory | 2C45 | Lab | CRC-RM | Critical Room Control
DPMON L-265I | Differential Pressure Monitor | Laboratory | L265 | Lab | CRC-RM | Critical Room Control
DPMON L-265K | Differential Pressure Monitor | Laboratory | L265 | Lab | CRC-RM | Critical Room Control
DPMON L-265L | Differential Pressure Monitor | Laboratory | L265 | Lab | CRC-RM | Critical Room Control
DPMON L-280 | Differential Pressure Monitor | Laboratory | 2C80 | Lab | CRC-RM | Critical Room Control
DPMON L-280A | Differential Pressure Monitor | Laboratory | 2C80 | Lab | CRC-RM | Critical Room Control
DPMON L-280B | Differential Pressure Monitor | Laboratory | 2C80 | Lab | CRC-RM | Critical Room Control
DPMON L-280C | Differential Pressure Monitor | Laboratory | 2C80 | Lab | CRC-RM | Critical Room Control
DPMON L-280D | Differential Pressure Monitor | Laboratory | 2C80 | Lab | CRC-RM | Critical Room Control
DPMON L-280E | Differential Pressure Monitor | Laboratory | 2C80 | Lab | CRC-RM | Critical Room Control
DPMON L-280H | Differential Pressure Monitor | Laboratory | 2C45 | Lab | CRC-RM | Critical Room Control
DPMON L-325A | Differential Pressure Monitor | Laboratory | L325C | Lab | CRC-RM | Critical Room Control
Drinking Fountain DF-1 | Drinking Fountain | Plumbing | 1st Flr Service Corridor East | Plumbing | ECH8 TJ | Elkay
Drinking Fountain DF-2 | Drinking Fountain | Plumbing | Main Lobby | Plumbing | ECH8_1J | Elkay
Drinking Fountain DF-3 | Drinking Fountain | Plumbing | A237 | Plumbing | ECH8_1J | Elkay
Drinking Fountain DF-4 | Drinking Fountain | Plumbing | 2C50 | Plumbing | ECH8_1J | Elkay
Drinking Fountain DF-5 | Drinking Fountain | Plumbing | 3C50 | Plumbing | ECH8_1J | Elkay
Drinking Fountain DF-6 | Drinking Fountain | Plumbing | 4C50 | Plumbing | ECH8_1J | Elkay
Dry Cooler DC-1 | Dry Cooler | Mechanical | Lower Roof | Condenser Water | FDS1201BVG | Witt Heat Transfer Products
Dryer Regenerator | Bio Safety Cabinet Decon | Laboratory | L271 |  | ARD-DR120 | Steris
Drying Oven 1 | Glass Wash Oven | Laboratory | L380 | Lab | CG45V240 | TPS(Gruenberg)
Drying Oven 2 | Glass Wash Oven | Laboratory | L380 | Lab | CG45V240 | TPS(Gruenberg)
Drying Oven 3 | Glass Wash Oven | Laboratory | L380 | Lab | CG45V240 | TPS(Gruenberg)
EDS / SDS-1 | Effluent Decontamination System | Plumbing | Chiller Room |  | 395 | Progressive Recovery Inc.
EGC Chart Recorders | Chart Recorder | Laboratory |  | Lab, Plumbing
EGC Freezer L164B | EGC Room | Mechanical | L164B | Refrigerated Storage | WJWL-0300-TFD-001 | Environmental Growth Chamber, Inc
EGC Freezer L175A | EGC Room | Mechanical | L175A | Refrigerated Storage | WJWL-0300-TFD-001 | Environmental Growth Chamber, Inc
EGC Freezer L326A | EGC Room | Mechanical | L326 | Refrigerated Storage | WJWL-0100-TAD-001 | Environmental Growth Chamber, Inc
EGC Freezer L346A | EGC Room | Mechanical | L346 | Refrigerated Storage | WJWL-0100-TAD-001 | Environmental Growth Chamber, Inc
EGC Refrigerator L136A | EGC Room | Mechanical | L136A | Refrigerated Storage | W2WH-0100-TAD-001 | Environmental Growth Chamber, Inc
EGC Refrigerator L145C | EGC Room | Mechanical | L145C | Refrigerated Storage | W2WH-0100-TAD-001 | Environmental Growth Chamber, Inc
EGC Refrigerator L160E | EGC Room | Mechanical | L160E | Refrigerated Storage | W2WH-0100-TAD-001 | Environmental Growth Chamber, Inc
EGC Refrigerator L164A | EGC Room | Mechanical | L164A | Refrigerated Storage | CPDK-0300-TFD-001 | Environmental Growth Chamber, Inc
EGC Refrigerator L166B | EGC Room | Mechanical | L166B | Refrigerated Storage | W2WH-0100-TFD-001 | Environmental Growth Chamber, Inc
EGC Refrigerator L171B | EGC Room | Mechanical | L171B | Refrigerated Storage | W2WH-0100-TFD-001 | Environmental Growth Chamber, Inc
EGC Refrigerator L195B | EGC Room | Mechanical | L195B | Refrigerated Storage | W2WH-0100-TAD-001 | Environmental Growth Chamber, Inc
EGC Refrigerator L246 | EGC Room | Mechanical | L246 | Refrigerated Storage | W2WH-0100-TAD-001 | Environmental Growth Chamber, Inc
EGC Refrigerator L261 | EGC Room | Mechanical | L261 | Refrigerated Storage | W2WH-0151-TAD-001 | Environmental Growth Chamber, Inc
EGC Refrigerator L326 | EGC Room | Mechanical | L326 | Refrigerated Storage | W2WH-0100-TAD-001 | Environmental Growth Chamber, Inc
EGC Refrigerator L330A | EGC Room | Mechanical | L330A | Refrigerated Storage | W2WH-0100-TAD-001 | Environmental Growth Chamber, Inc
EGC Refrigerator L346 | EGC Room | Mechanical | L346 | Refrigerated Storage | W2WH-0100-TAD-001 | Environmental Growth Chamber, Inc
EGC Refrigerator L366A | EGC Room | Mechanical | L366A | Refrigerated Storage | W2WH-0100-TAD-001 | Environmental Growth Chamber, Inc
EGC Refrigerator L376 | EGC Room | Mechanical | L376 | Refrigerated Storage | W2WH-0151-TAD-001 | Environmental Growth Chamber, Inc
EGC Refrigerator L431 | EGC Room | Mechanical | L431 | Refrigerated Storage | W2WH-0151-TAD-001 | Environmental Growth Chamber, Inc
EGC Refrigerator L468 | EGC Room | Mechanical | L468 | Refrigerated Storage | W2WH-0100-TAD-001 | Environmental Growth Chamber, Inc
EGC Room L145F - OOS | EGC Room | Mechanical | L145F | Entomology Growth Room | W2WH-0151-TAD-001 | Environmental Growth Chamber, Inc
EGC Walk In Boxes General PM Records | EGC | Mechanical |  | Refrigerated Storage
EGC Warm Room L340B | EGC Room | Mechanical | L340B | Incubator-Warm Room | W2WH-0100-TAD-001 | Environmental Growth Chamber, Inc
EGC Warm Room L345A | EGC Room | Mechanical | L345A | Incubator-Warm Room | W2WH-0100-TAD-001 | Environmental Growth Chamber, Inc
EGC Refrigerator L371 | EGC Room | Mechanical | L371 | Refrigerated Storage | W2WH-0100-TAD-001 | Environmental Growth Chamber, Inc
EGC Warm Room L466A | EGC Room | Mechanical | L466 | Incubator-Warm Room | W2WH-0100-TAD-001 | Environmental Growth Chamber, Inc
Electric Reheat Coil ERC-1 | Electric Duct Heater | Mechanical | Pre-Screening Mech Room | HVAC | Heater Type TFXU | Indeeco
Electric Reheat Coil ERC-2 | Electric Duct Heater | Mechanical | Pre-Screening Mech Room | HVAC | Heater Type TFXU | Indeeco
Electric Reheat Coil ERC-3 | Electric Duct Heater | Mechanical | Pre-Screening Mech Room | HVAC | Heater Type TFZU | Indeeco
Electric Reheat Coil ERC-4 | Electric Duct Heater | Mechanical | Pre-Screening Mech Room | HVAC | Heater Type TFXU | Indeeco
Electric Reheat Coil ERC-5 | Electric Duct Heater | Mechanical | Pre-Screening Mech Room | HVAC | Heater Type TFXU | Indeeco
Electrical Distribution System | Electrical Distribution | Electrical | Whole Building
Elevator Passenger PE-1 | Passenger Elevator | Elevator | Elevator Lobby 1st Floor | Elevators | TAC20 | ThyssenKrupp
Elevator Passenger PE-2 | Passenger Elevator | Elevator | Elevator Lobby 1st Floor | Elevators | TAC20 | ThyssenKrupp
Elevator Service PSE-3 | Passenger Elevator | Elevator | Building West | Elevators | TAC20 | ThyssenKrupp
Elevator Freight FEL-4 | Freight Elevator | Elevator | Building West | Elevators | TAC20 | ThyssenKrupp
Emergency Lighting System | Emergency Lighting | Electrical | Whole Building | Emergency Power
EML 1 | Emergency Lighting | Electrical | Building Exterior North |  | CHWS-FTM-42CFL2-F-UE-MSV-PCI277-BB | LSI Industries
EML 2 | Emergency Lighting | Electrical | Building Exterior North |  | CHWS-FTM-42CFL2-F-UE-MSV-PCI277-BB | LSI Industries
EML 3 | Emergency Lighting | Electrical | Building Exterior North |  | CHWS-FTM-42CFL2-F-UE-MSV-PCI277-BB | LSI Industries
EML 4 | Emergency Lighting | Electrical | Building Exterior East |  | CHWS-FTM-42CFL2-F-UE-MSV-PCI277-BB | LSI Industries
EML 5 | Emergency Lighting | Electrical | Building Exterior East |  | CHWS-FTM-42CFL2-F-UE-MSV-PCI277-BB | LSI Industries
EML 6 | Emergency Lighting | Electrical | Building Exterior East |  | CHWS-FTM-42CFL2-F-UE-MSV-PCI277-BB | LSI Industries
EML 7 | Emergency Lighting | Electrical | Building Exterior East |  | CHWS-FTM-42CFL2-F-UE-MSV-PCI277-BB | LSI Industries
EML 8 | Emergency Lighting | Electrical | Building Exterior East |  | CHWS-FTM-42CFL2-F-UE-MSV-PCI277-BB | LSI Industries
EML 9 | Emergency Lighting | Electrical | Building Exterior South |  | CHWS-FTM-42CFL2-F-UE-MSV-PCI277-BB | LSI Industries
EML 10 | Emergency Lighting | Electrical | Building Exterior South |  | CHWS-FTM-42CFL2-F-UE-MSV-PCI277-BB | LSI Industries
EML 11 | Emergency Lighting | Electrical | Building Exterior South |  | CHWS-FTM-42CFL2-F-UE-MSV-PCI277-BB | LSI Industries
EML 12 | Emergency Lighting | Electrical | Building Exterior South |  | CHWS-FTM-42CFL2-F-UE-MSV-PCI277-BB | LSI Industries
EML 13 | Emergency Lighting | Electrical | Building Exterior West |  | CHWS-FTM-42CFL2-F-UE-MSV-PCI277-BB | LSI Industries
EML 14 | Emergency Lighting | Electrical | Building Exterior West |  | CHWS-FTM-42CFL2-F-UE-MSV-PCI277-BB | LSI Industries
EML 15 | Emergency Lighting | Electrical | Building Exterior West |  | CHWS-FTM-42CFL2-F-UE-MSV-PCI277-BB | LSI Industries
EML 16 | Emergency Lighting | Electrical | Building Exterior West |  | CHWS-FTM-42CFL2-F-UE-MSV-PCI277-BB | LSI Industries
EML 17 | Emergency Lighting | Electrical | Stair 1 |  |  | LSI Industries
EML 18 | Emergency Lighting | Electrical | Stair 1 |  |  | LSI Industries
EML 19 | Emergency Lighting | Electrical | Stair 1 |  |  | LSI Industries
EML 20 | Emergency Lighting | Electrical | Stair 1 |  |  | LSI Industries
EML 21 | Emergency Lighting | Electrical | Stair 1 |  |  | LSI Industries
EML 22 | Emergency Lighting | Electrical | Stair 1 |  |  | LSI Industries
EML 23 | Emergency Lighting | Electrical | Stair 1 |  |  | LSI Industries
EML 24 | Emergency Lighting | Electrical | Stair 1 |  |  | LSI Industries
EML 25 | Emergency Lighting | Electrical | Stair 1 |  |  | LSI Industries
EML 26 | Emergency Lighting | Electrical | Stair 1 |  |  | LSI Industries
EML 27 | Emergency Lighting | Electrical | Stair 1 |  |  | LSI Industries
EML 28 | Emergency Lighting | Electrical | Stair 1 |  |  | LSI Industries
EML 29 | Emergency Lighting | Electrical | Stair 2 |  |  | LSI Industries
EML 30 | Emergency Lighting | Electrical | Stair 2 |  |  | LSI Industries
EML 31 | Emergency Lighting | Electrical | Stair 2 |  |  | LSI Industries
EML 32 | Emergency Lighting | Electrical | Stair 2 |  |  | LSI Industries
EML 33 | Emergency Lighting | Electrical | Stair 2 |  |  | LSI Industries
EML 34 | Emergency Lighting | Electrical | Stair 2 |  |  | LSI Industries
EML 35 | Emergency Lighting | Electrical | Stair 2 |  |  | LSI Industries
EML 36 | Emergency Lighting | Electrical | Stair 2 |  |  | LSI Industries
EML 37 | Emergency Lighting | Electrical | Stair 2 |  |  | LSI Industries
EML 38 | Emergency Lighting | Electrical | Stair 2 |  |  | LSI Industries
EML 39 | Emergency Lighting | Electrical | Stair 2 |  |  | LSI Industries
EML 40 | Emergency Lighting | Electrical | Stair 2 |  |  | LSI Industries
EML 41 | Emergency Lighting | Electrical | Stair 2 |  |  | LSI Industries
EML 42 | Emergency Lighting | Electrical | Stair 2 |  |  | LSI Industries
EML 43 | Emergency Lighting | Electrical | Stair 2 |  |  | LSI Industries
EML 44 | Emergency Lighting | Electrical | Stair 2 |  |  | LSI Industries
EML 45 | Emergency Lighting | Electrical | Stair 2 |  |  | LSI Industries
EML 46 | Emergency Lighting | Electrical | Stair 2 |  |  | LSI Industries
EML 47 | Emergency Lighting | Electrical | Stair 3 |  |  | LSI Industries
EML 48 | Emergency Lighting | Electrical | Stair 3 |  |  | LSI Industries
EML 49 | Emergency Lighting | Electrical | Stair 3 |  |  | LSI Industries
EML 50 | Emergency Lighting | Electrical | Stair 3 |  |  | LSI Industries
EML 51 | Emergency Lighting | Electrical | Prescreening |  | CHWS-FTM-42CFL2-F-UE-MSV-PCI277-BB | LSI Industries
EML 52 | Emergency Lighting | Electrical | Pre-Screening Yard |  | CHWS-FTM-42CFL2-F-UE-MSV-PCI277-BB | LSI Industries
EML 53 | Emergency Lighting | Electrical | Pre-Screening Yard |  | CHWS-FTM-42CFL2-F-UE-MSV-PCI277-BB | LSI Industries
EML 54 | Emergency Lighting | Electrical | Prescreening |  | CHWS-FTM-42CFL2-F-UE-MSV-PCI277-BB | LSI Industries
EML 55 | Emergency Lighting | Electrical | Greenhouse |  | CHWS-FTM-42CFL2-F-UE-MSV-PCI277-BB | LSI Industries
EML 56 | Emergency Lighting | Electrical | Stair 3 |  |  | LSI Industries
EML 57 | Emergency Lighting | Electrical | Warehouse |  |  | LSI Industries
EML 58 | Emergency Lighting | Electrical | L265G |  |  | LSI Industries
EML 59 | Emergency Lighting | Electrical | L255E |  |  | LSI Industries
EML 60 | Emergency Lighting | Electrical | L250D |  |  | LSI Industries
EML 61 | Emergency Lighting | Electrical | L245C |  |  | LSI Industries
EML 62 | Emergency Lighting | Electrical | L280H |  |  | LSI Industries
EML 63 | Emergency Lighting | Electrical | PSL105 |  |  | LSI Industries
EML 64 | Emergency Lighting | Electrical | PSL104 |  |  | LSI Industries
EML 65 | Emergency Lighting | Electrical | PSL100 |  |  | LSI Industries
EML 66 | Emergency Lighting | Electrical | A190 |  |  | LSI Industries
EML 67 | Emergency Lighting | Electrical | L375A |  | LCA-2SQR | LSI Industries
Emergency Showers | Emergency Shower | Laboratory | Whole Building | Lab, Plumbing
ES1(L145) | Emergency Shower | Plumbing | L145 |  |  | Guardian
ES2(L145) | Emergency Shower | Plumbing | L145 |  |  | Guardian
ES3(L160) | Emergency Shower | Plumbing | L160 |  |  | Guardian
ES39(L480) | Emergency Shower | Plumbing | L480 |  |  | Guardian
ES4(L160) | Emergency Shower | Plumbing | L160 |  |  | Guardian
ES5(L170) | Emergency Shower | Plumbing | L170 |  |  | Guardian
ES6(L166) | Emergency Shower | Plumbing | L166 |  |  | Guardian
ES7(L171) | Emergency Shower | Plumbing | L171 |  |  | Guardian
ES8(L176) | Emergency Shower | Plumbing | L176 |  |  | Guardian
ES9(L180C) | Emergency Shower | Plumbing | L180C |  |  | Guardian
ES10(L185) | Emergency Shower | Plumbing | L185 |  |  | Guardian
ES11(L235) | Emergency Shower | Plumbing | L235 |  |  | Guardian
ES12(L220) | Emergency Shower | Plumbing | L220 |  |  | Guardian
ES13(2C80) | Emergency Shower | Plumbing | L280 |  |  | Guardian
ES14(L265) | Emergency Shower | Plumbing | L265 |  |  | Guardian
ES15(2c55) | Emergency Shower | Plumbing | 2C55 |  |  | Guardian
ES16(L245) | Emergency Shower | Plumbing | L245 |  |  | Guardian
ES17(L315B) | Emergency Shower | Plumbing | L315B |  |  | Guardian
ES18(L325C) | Emergency Shower | Plumbing | L325C |  |  | Guardian
ES19(L330) | Emergency Shower | Plumbing | L330 |  |  | Guardian
ES20(L340) | Emergency Shower | Plumbing | L340 |  |  | Guardian
ES21(L350) | Emergency Shower | Plumbing | L350 |  |  | Guardian
ES22(L355) | Emergency Shower | Plumbing | L355 |  |  | Guardian
ES23(L365) | Emergency Shower | Plumbing | L365 |  |  | Guardian
ES24(L377) | Emergency Shower | Plumbing | L377 |  |  | Guardian
ES25(L380) | Emergency Shower | Plumbing | L380 |  |  | Guardian
ES26(L410) | Emergency Shower | Plumbing | L410 |  |  | Guardian
ES27(L415) | Emergency Shower | Plumbing | L415 |  |  | Guardian
ES28(L425) | Emergency Shower | Plumbing | L425 |  |  | Guardian
ES29(L425A) | Emergency Shower | Plumbing | L425A |  |  | Guardian
ES30(L425B) | Emergency Shower | Plumbing | L425B |  |  | Guardian
ES31(L435A) | Emergency Shower | Plumbing | L435A |  |  | Guardian
ES32(L440) | Emergency Shower | Plumbing | L440 |  |  | Guardian
ES33(L445B) | Emergency Shower | Plumbing | L445B |  |  | Guardian
ES34(L451) | Emergency Shower | Plumbing | L451 |  |  | Guardian
ES35(L455) | Emergency Shower | Plumbing | L455 |  |  | Guardian
ES36(L461) | Emergency Shower | Plumbing | L461 |  |  | Guardian
ES37(L465) | Emergency Shower | Plumbing | L465 |  |  | Guardian
ES38(L470A) | Emergency Shower | Plumbing | L470A |  |  | Guardian
ESEW1(1st Fl Corridor) | Emergency Eyewash and Shower | Plumbing | 1st Flr Service Corridor East |  | GBF 2120 | Guardian
ESEW2(Boiler Rm F150) | Emergency Eyewash and Shower | Plumbing | Boiler Room |  | G 1902P | Guardian
ESEW3(Chiller Rm F-155) | Emergency Eyewash and Shower | Plumbing | Chiller Room |  |  | Guardian
ESEW4(1st Fl Corridor) | Emergency Eyewash and Shower | Plumbing | 1st Flr Service Corridor East |  |  | Guardian
ESEW5(L110) | Emergency Eyewash and Shower | Plumbing | Training Lab |  |  | Guardian
ESEW6(1st Fl Corridor) | Emergency Eyewash and Shower | Plumbing | 1st Flr Service Corridor East |  |  | Guardian
ESEW7(1st Fl Corridor) | Emergency Eyewash and Shower | Plumbing | 1st Flr Service Corridor East |  |  | Guardian
ESEW8(1C86) | Emergency Eyewash and Shower | Plumbing | 1C86 |  |  | Guardian
ESEW9(2C45) | Emergency Eyewash and Shower | Plumbing | 2C45 |  | GBF 2120 | Guardian
ESEW10(2C45) | Emergency Eyewash and Shower | Plumbing | 2C45 |  | GBF 2120 | Guardian
ESEW11(2C45) | Emergency Eyewash and Shower | Plumbing | 2C45 |  | GBF 2120 | Guardian
ESEW12(2C45) | Emergency Eyewash and Shower | Plumbing | 2C45 |  | GBF 2120 | Guardian
ESEW13(3C45) | Emergency Eyewash and Shower | Plumbing | 3C45 |  | GBF 2120 | Guardian
ESEW14(3C45) | Emergency Eyewash and Shower | Plumbing | 3C45 |  | GBF 2120 | Guardian
ESEW15(3C45) | Emergency Eyewash and Shower | Plumbing | 3C45 |  | GBF 2120 | Guardian
ESEW16(3C45) | Emergency Eyewash and Shower | Plumbing | 3C45 |  | GBF 2120 | Guardian
ESEW17(4C45) | Emergency Eyewash and Shower | Plumbing | 4C45 |  | GBF 2120 | Guardian
ESEW18(4C45) | Emergency Eyewash and Shower | Plumbing | 4C45 |  | GBF 2120 | Guardian
ESEW19(4C45) | Emergency Eyewash and Shower | Plumbing | 4C45 |  | GBF 2120 | Guardian
ESEW20(4C45) | Emergency Eyewash and Shower | Plumbing | 4C45 |  | GBF 2120 | Guardian
ESEW21(AHRF-PSL100) | Emergency Eyewash and Shower | Plumbing | PSL100 |  |  | Guardian
ESEW22(L192) | Emergency Eyewash and Shower | Plumbing | L192 |  |  | Guardian
ESEW23(L188) | Emergency Eyewash and Shower | Plumbing | L188 |  | SSBF2152 | Guardian
EWH-3 | Electric Water Heater | Plumbing | Greenhouse |  | DSE 30A 200012000 | AO Smith Water Products
Exhaust Fan EF-1 | Centrifugal Exhaust Fan | Mechanical | Penthouse | HVAC | 36-AFSW-21-9R-111 | Greenheck
Exhaust Fan EF-1A | Exhaust Fan | Mechanical | Penthouse |  | 24-AFSW-21-9R-111 | Greenheck
Exhaust Fan EF-2 | Centrifugal Exhaust Fan | Mechanical | Penthouse | HVAC | 36-AFSW-21-9R-111 | Greenheck
Exhaust Fan EF-2A | Exhaust Fan | Mechanical | Penthouse |  | 24-AFSW-21-9R-111 | Greenheck
Exhaust Fan EF-3 | Exhaust Fan | Mechanical | Penthouse | HVAC |  | Greenheck
Exhaust Fan EF-4 | Axial Exhaust Fan | Mechanical | Penthouse | HVAC | VAD-48F26-19-A100 | Greenheck
Exhaust Fan EF-5 | Axial Exhaust Fan | Mechanical | Penthouse | HVAC |  | Greenheck
Exhaust Fan EF-6 | Axial Exhaust Fan | Mechanical | Penthouse | HVAC | VAD-48F26-19-A100 | Greenheck
Exhaust Fan EF-7 | Exhaust Fan | Mechanical | Lower Roof | HVAC | CUBE-300XP-50-6 | Greenheck
Exhaust Fan EF-8 | Centrifugal Exhaust Fan | Mechanical | Penthouse | HVAC | 10-BISW-21-9R-1 | Greenheck
Exhaust Fan EF-9 | Centrifugal Exhaust Fan | Mechanical | Penthouse | HVAC | 10-BISW-21-9R-1 | Greenheck
Exhaust Fan EF-10 | Exhaust Fan | Mechanical | Penthouse | HVAC |  | Greenheck
Exhaust Fan EF-11 | Exhaust Fan | Mechanical | Penthouse | HVAC |  | Greenheck
Exhaust Fan EF-12 | Exhaust Fan | Mechanical | Penthouse | HVAC |  | Greenheck
Exhaust Fan EF-13 | Exhaust Fan | Mechanical | Lower Roof | HVAC | SB-091-3 | Greenheck
Exhaust Fan EF-14 | Exhaust Fan | Mechanical | C Building Roof | HVAC | 6B-141-5 | Greenheck
Exhaust Fan EF-15 | Exhaust Fan | Mechanical | C Building Roof | HVAC | 6B-081-4 | Greenheck
Exhaust Fan EF-16 | Exhaust Fan | Mechanical | C Building Roof | HVAC | CUBE-220HP-20 | Greenheck
Exhaust Fan EF-17 | Exhaust Fan | Mechanical | Lower Roof | HVAC | CUBE-480-50 | Greenheck
Exhaust Fan EF-18 | Exhaust Fan | Mechanical | Lower Roof | HVAC | CUBE-480-50 | Greenheck
Exhaust Fan EF-19 | Exhaust Fan | Mechanical | Lower Roof | HVAC | CUBE-180-20 | Greenheck
Exhaust Fan EF-1P | Centrifugal Exhaust Fan | Mechanical | Pre-Screening Yard | HVAC | 18-AFSW-21-10-11 | Greenheck
Exhaust Fan EF-20 | Axial Exhaust Fan | Mechanical | Penthouse | HVAC | 22-TCF-9-HCH-11 | Greenheck
Exhaust Fan EF-21 | Axial Exhaust Fan | Mechanical | Penthouse | HVAC | 22-TCF-9-HCH-11 | Greenheck
Exhaust Fan EF-22 | Exhaust Fan | Mechanical | Lower Roof | HVAC | CUE-098-A-6 | Greenheck
Exhaust Fan EF-23 | Exhaust Fan | Mechanical | Lower Roof | HVAC | CUBE-240-15 | Greenheck
Exhaust Fan EF-24 | Axial Exhaust Fan | Mechanical | Penthouse | HVAC | 27-TCF-9-UBCH-1 | Greenheck
Exhaust Fan EF-26 | Axial Exhaust Fan | Mechanical | Penthouse | HVAC | TCB-1-12-7 | Greenheck
Exhaust Fan EF-27 | Exhaust Fan | Mechanical | Lower Roof | HVAC | YK-HD-15-A15 | Greenheck
Exhaust Fan EF-28 | Exhaust Fan | Mechanical | Greenhouse | HVAC | C-AL/AL24 | Cool Air
Exhaust Fan EF-29 | Exhaust Fan | Mechanical | Greenhouse | HVAC | C-AL/AL24 | Cool Air
Exhaust Fan EF-2P | Centrifugal Exhaust Fan | Mechanical | Pre-Screening Yard | HVAC | 18-AFSH-21-10-11 | Cool Air
Exhaust Fan EF-30 | Exhaust Fan | Mechanical | Greenhouse | HVAC | C-AL/AL24 | Cool Air
Exhaust Fan EF-31 | Exhaust Fan | Mechanical | Greenhouse | HVAC | C-AL/AL24 | Cool Air
Exhaust Fan EF-32 | Exhaust Fan | Mechanical | Greenhouse | HVAC | C-AL/AL24 | Cool Air
Exhaust Fan EF-33 | Exhaust Fan | Mechanical | Penthouse | HVAC | 25E-TPB-R03 | MK Plastics
Exhaust Fan EF-3P | Exhaust Fan | Mechanical | Pre-Screening Mech Room | HVAC |  | Greenheck
EXL 1 | Exit Light |  | 1st Flr Service Corridor East | Life Safety | LX1RM-C-U | Emergency-Lite
EXL 2 | Exit Light |  | 1st Flr Service Corridor East | Life Safety | LX1RM-C-U | Emergency-Lite
EXL 3 | Exit Light |  | Stair 2 | Life Safety | LX1RM-C-U | Emergency-Lite
EXL 4 | Exit Light |  | 1st Flr Service Corridor East | Life Safety | LX1RM-C-U | Emergency-Lite
EXL 5 | Exit Light | Electrical | Maintenance Office | Life Safety | LX1RM-C-U | Emergency-Lite
EXL 6 | Exit Light |  | L125 | Life Safety | LX1RM-C-U | Emergency-Lite
EXL 7 | Exit Light |  | 1st Flr Service Corridor East | Life Safety | LX1RM-C-U | Emergency-Lite
EXL 8 | Exit Light |  | 1st Flr Service Corridor East | Life Safety | LX1RM-C-U | Emergency-Lite
EXL 9 | Exit Light |  | 1st Flr Service Corridor East | Life Safety | LX1RM-C-U | Emergency-Lite
EXL 10 | Exit Light |  | L145A | Life Safety | LX1RM-C-U | Emergency-Lite
EXL 11 | Exit Light |  | L145A | Life Safety | LX1RM-C-U | Emergency-Lite
EXL 12 | Exit Light |  | L145A | Life Safety | LX1RM-C-U | Emergency-Lite
EXL 13 | Exit Light |  | L160 | Life Safety | LX1RM-C-U | Emergency-Lite
EXL 14 | Exit Light |  | L160 | Life Safety | LX1RM-C-U | Emergency-Lite
EXL 15 | Exit Light |  | L160C | Life Safety | LX1RM-C-U | Emergency-Lite
EXL 16 | Exit Light |  | L160D | Life Safety | LX1RM-C-U | Emergency-Lite
EXL 17 | Exit Light |  | L170A | Life Safety | LX1RM-C-U | Emergency-Lite
EXL 18 | Exit Light |  | 1st Flr Service Corridor East | Life Safety | LX1RM-C-U | Emergency-Lite
EXL 19 | Exit Light |  |  | Life Safety | LX1RM-C-U | Emergency-Lite
EXL 20 | Exit Light |  | L164D | Life Safety | LX1RM-C-U | Emergency-Lite
EXL 21 | Exit Light |  | L155 | Life Safety | LX1RM-C-U | Emergency-Lite
EXL 22 | Exit Light |  | L155 | Life Safety | LX1RM-C-U | Emergency-Lite
EXL 23 | Exit Light |  | L155A | Life Safety | LX1RM-C-U | Emergency-Lite
EXL 24 | Exit Light |  | L166C | Life Safety | LX1RM-C-U | Emergency-Lite
EXL 25 | Exit Light |  | L166C | Life Safety | LX1RM-C-U | Emergency-Lite
EXL 26 | Exit Light |  | L166C | Life Safety | LX1RM-C-U | Emergency-Lite
EXL 27 | Exit Light |  | L166 | Life Safety | LX1RM-C-U | Emergency-Lite
EXL 28 | Exit Light |  | L166 | Life Safety | LX1RM-C-U | Emergency-Lite
EXL 29 | Exit Light |  | L171 | Life Safety | LX1RM-C-U | Emergency-Lite
EXL 30 | Exit Light |  | L171 | Life Safety | LX1RM-C-U | Emergency-Lite
EXL 31 | Exit Light |  | L176 | Life Safety | LX1RM-C-U | Emergency-Lite
EXL 32 | Exit Light |  | L176 | Life Safety | LX1RM-C-U | Emergency-Lite
EXL 33 | Exit Light |  | L176 | Life Safety | LX1RM-C-U | Emergency-Lite
EXL 34 | Exit Light |  | L171 | Life Safety | LX1RM-C-U | Emergency-Lite
EXL 35 | Exit Light |  | L188 | Life Safety | LX1RM-C-U | Emergency-Lite
EXL 36 | Exit Light |  | L188 | Life Safety | LX1RM-C-U | Emergency-Lite
EXL 36A | Exit Light |  | L188 |  |  | Emergency-Lite
EXL 37 | Exit Light |  | L183 | Life Safety | LX1RM-C-U | Emergency-Lite
EXL 38 | Exit Light |  | 1st Flr Service Corridor West | Life Safety | LX1RM-C-U | Emergency-Lite
EXL 39 | Exit Light |  | 1st Flr Service Corridor West | Life Safety | LX1RM-C-U | Emergency-Lite
EXL 40 | Exit Light |  | 1st Flr Service Corridor West | Life Safety | LX1RM-C-U | Emergency-Lite
EXL 41 | Exit Light |  | 1st Flr Service Corridor West | Life Safety | LX1RM-C-U | Emergency-Lite
EXL 42 | Exit Light |  | L185 | Life Safety | LX1RM-C-U | Emergency-Lite
EXL 43 | Exit Light |  | L185 | Life Safety | LX1RM-C-U | Emergency-Lite
EXL 44 | Exit Light |  | L185 | Life Safety | LX1RM-C-U | Emergency-Lite
EXL 45 | Exit Light |  | 1st Flr Service Corridor East | Life Safety | LX1RM-C-U | Emergency-Lite
EXL 46 | Exit Light |  | Stair 1 | Life Safety | LX1RM-C-U | Emergency-Lite
EXL 47 | Exit Light |  | L180C | Life Safety | LX1RM-C-U | Emergency-Lite
EXL 48 | Exit Light |  | L180C | Life Safety | LX1RM-C-U | Emergency-Lite
EXL 49 | Exit Light |  | Boiler Room | Life Safety | EXL-400R | Emergency-Lite
EXL 50 | Exit Light |  | Boiler Room | Life Safety | EXL-400R | Emergency-Lite
EXL 51 | Exit Light |  | Boiler Room | Life Safety | EXL-400R | Emergency-Lite
EXL 52 | Exit Light |  | Chiller Room | Life Safety | EXL-400R | Emergency-Lite
EXL 53 | Exit Light |  | Chiller Room | Life Safety | EXL-400R | Emergency-Lite
EXL 54 | Exit Light | Electrical | Elevator Lobby 1st Floor | Life Safety | LX1RM-C-U | Emergency-Lite
EXL 55 | Exit Light |  | Main Lobby | Life Safety | LX1RM-C-U | Emergency-Lite
EXL 56 | Exit Light |  | Main Lobby | Life Safety | LX1RM-C-U | Emergency-Lite
EXL 57 | Exit Light |  | Main Lobby | Life Safety | LX1RM-C-U | Emergency-Lite
EXL 58 | Exit Light |  | Main Lobby | Life Safety | LX1RM-C-U | Emergency-Lite
EXL 59 | Exit Light |  | L105 | Life Safety | LX1RM-C-U | Emergency-Lite
EXL 60 | Exit Light |  | Training Lab | Life Safety | LX1RM-C-U | Emergency-Lite
EXL 61 | Exit Light |  | L105A | Life Safety | LX1RM-C-U | Emergency-Lite
EXL 62 | Exit Light |  | Cafe&#39; Seating Area | Life Safety | LX1RM-C-U | Emergency-Lite
EXL 63 | Exit Light |  | Cafe&#39; Seating Area | Life Safety | LX1RM-C-U | Emergency-Lite
EXL 64 | Exit Light |  | Cafe&#39; Seating Area | Life Safety | LX1RM-C-U | Emergency-Lite
EXL 65 | Exit Light |  | F110 | Life Safety | LX1RM-C-U | Emergency-Lite
EXL 66 | Exit Light |  |  | Life Safety | EXL-400R | Emergency-Lite
EXL 67 | Exit Light |  | Auditorium Vestibule | Life Safety | LX1RM-C-U | Emergency-Lite
EXL 68 | Exit Light |  | Auditorium | Life Safety | LX1RM-C-U | Emergency-Lite
EXL 69 | Exit Light |  | Auditorium | Life Safety | LX1RM-C-U | Emergency-Lite
EXL 70 | Exit Light |  | Stair 3 | Life Safety | LX1RM-C-U | Emergency-Lite
EXL 71 | Exit Light | Electrical | Elevator Lobby 1st Floor | Life Safety | LX1RM-C-U | Emergency-Lite
EXL 72 | Exit Light |  | 2C15 | Life Safety | LX1RM-C-U | Emergency-Lite
EXL 73 | Exit Light |  | 2C45 | Life Safety | LX1RM-C-U | Emergency-Lite
EXL 74 | Exit Light |  | L215E | Life Safety | LX1RM-C-U | Emergency-Lite
EXL 75 | Exit Light |  | 2C45 | Life Safety | LX1RM-C-U | Emergency-Lite
EXL 76 | Exit Light |  | 2C45 | Life Safety | LX1RM-C-U | Emergency-Lite
EXL 77 | Exit Light |  | L225A | Life Safety | LX1RM-C-U | Emergency-Lite
EXL 78 | Exit Light |  | L225 | Life Safety | LX1RM-C-U | Emergency-Lite
EXL 79 | Exit Light |  | 2C45 | Life Safety | LX1RM-C-U | Emergency-Lite
EXL 80 | Exit Light |  | L230 | Life Safety | LX1RM-C-U | Emergency-Lite
EXL 81 | Exit Light |  | 2C45 | Life Safety | LX1RM-C-U | Emergency-Lite
EXL 82 | Exit Light |  | L235 | Life Safety | LX1RM-C-U | Emergency-Lite
EXL 83 | Exit Light |  | L235 | Life Safety | LX1RM-C-U | Emergency-Lite
EXL 84 | Exit Light |  | L235 | Life Safety | LX1RM-C-U | Emergency-Lite
EXL 85 | Exit Light |  | L235 | Life Safety | LX1RM-C-U | Emergency-Lite
EXL 86 | Exit Light |  | L220 | Life Safety | LX1RM-C-U | Emergency-Lite
EXL 87 | Exit Light |  | 2C45 | Life Safety | LX1RM-C-U | Emergency-Lite
EXL 88 | Exit Light |  | 2C45 | Life Safety | LX1RM-C-U | Emergency-Lite
EXL 89 | Exit Light |  | 2C45 | Life Safety | LX1RM-C-U | Emergency-Lite
EXL 90 | Exit Light |  | 2C45 | Life Safety | LX1RM-C-U | Emergency-Lite
EXL 91 | Exit Light |  | 2C45 | Life Safety | LX1RM-C-U | Emergency-Lite
EXL 92 | Exit Light |  | 2C85A | Life Safety | LX1RM-C-U | Emergency-Lite
EXL 93 | Exit Light |  | 2C85A | Life Safety | LX1RM-C-U | Emergency-Lite
EXL 94 | Exit Light |  | 2C85A | Life Safety | LX1RM-C-U | Emergency-Lite
EXL 95 | Exit Light |  | L245C | Life Safety | LX1RM-C-U | Emergency-Lite
EXL 96 | Exit Light |  | L245 | Life Safety | LX1RM-C-U | Emergency-Lite
EXL 97 | Exit Light |  | 2C51 | Life Safety | LX1RM-C-U | Emergency-Lite
EXL 98 | Exit Light |  | 2C52 | Life Safety | LX1RM-C-U | Emergency-Lite
EXL 99 | Exit Light |  | 2C55 | Life Safety | LX1RM-C-U | Emergency-Lite
EXL 100 | Exit Light |  | 2C55 | Life Safety | LX1RM-C-U | Emergency-Lite
EXL 101 | Exit Light |  | L265 | Life Safety | LX1RM-C-U | Emergency-Lite
EXL 102 (Removed) | Exit Light |  | L265 | Life Safety | LX1RM-C-U
EXL 103 (Removed) | Exit Light |  | L255 | Life Safety | LX1RM-C-U
EXL 104 | Exit Light |  | L265 | Life Safety | LX1RM-C-U | Emergency-Lite
EXL 105 (Removed) | Exit Light |  | L265 | Life Safety | LX1RM-C-U
EXL 106 | Exit Light |  | L265 | Life Safety | LX1RM-C-U | Emergency-Lite
EXL 107 (Removed) | Exit Light |  | L265 | Life Safety | LX1RM-C-U
EXL 108 | Exit Light |  | 2C80 | Life Safety | LX1RM-C-U | Emergency-Lite
EXL 109 | Exit Light |  | 2C71 | Life Safety | LX1RM-C-U | Emergency-Lite
EXL 110 | Exit Light |  | L280H | Life Safety | LX1RM-C-U | Emergency-Lite
EXL 111 | Exit Light |  | L286A | Life Safety | LX1RM-C-U | Emergency-Lite
EXL 112 | Exit Light |  | L265G | Life Safety | LX1RM-C-U | Emergency-Lite
EXL 113 | Exit Light |  | L255E | Life Safety | LX1RM-C-U | Emergency-Lite
EXL 114 | Exit Light |  | L250D | Life Safety | LX1RM-C-U | Emergency-Lite
EXL 115 | Exit Light |  | 2C85 | Life Safety | LX1RM-C-U | Emergency-Lite
EXL 116 | Exit Light |  | 2C85 | Life Safety | LX1RM-C-U | Emergency-Lite
EXL 117 | Exit Light |  | 2C50 | Life Safety | LX1RM-C-U | Emergency-Lite
EXL 118 | Exit Light |  | 2C50 | Life Safety | LX1RM-C-U | Emergency-Lite
EXL 119 | Exit Light |  | 2C50 | Life Safety | LX1RM-C-U | Emergency-Lite
EXL 120 | Exit Light |  | 2C39 | Life Safety | LX1RM-C-U | Emergency-Lite
EXL 121 | Exit Light |  | 2C39 | Life Safety | LX1RM-C-U | Emergency-Lite
EXL 122 | Exit Light |  | 2C39 | Life Safety | LX1RM-C-U | Emergency-Lite
EXL 123 | Exit Light |  | A237 | Life Safety | LX1RM-C-U | Emergency-Lite
EXL 124 | Exit Light |  | A237 | Life Safety | LX1RM-C-U | Emergency-Lite
EXL 125 | Exit Light |  | A237 | Life Safety | LX1RM-C-U | Emergency-Lite
EXL 126 | Exit Light |  | A237 | Life Safety | LX1RM-C-U | Emergency-Lite
EXL 127 | Exit Light |  | A237 | Life Safety | LX1RM-C-U | Emergency-Lite
EXL 128 | Exit Light |  | A237 | Life Safety | LX1RM-C-U | Emergency-Lite
EXL 129 | Exit Light |  | A237 | Life Safety | LX1RM-C-U | Emergency-Lite
EXL 130 | Exit Light |  | A237 | Life Safety | LX1RM-C-U | Emergency-Lite
EXL 131 | Exit Light |  | A237 | Life Safety | LX1RM-C-U | Emergency-Lite
EXL 132 | Exit Light |  | 2C39 | Life Safety | LX1RM-C-U | Emergency-Lite
EXL 133 | Exit Light |  | 2C80 | Life Safety | LX1RM-C-U | Emergency-Lite
EXL 134 | Exit Light |  | L255 | Life Safety | LX1RM-C-U | Emergency-Lite
EXL 135 | Exit Light |  | L245 | Life Safety | LX1RM-C-U | Emergency-Lite
EXL 136 | Exit Light |  | 3C15 | Life Safety | LX1RM-C-U | Emergency-Lite
EXL 137 | Exit Light |  | 3C45 | Life Safety | LX1RM-C-U | Emergency-Lite
EXL 138 | Exit Light |  | 3C45 | Life Safety | LX1RM-C-U | Emergency-Lite
EXL 139 | Exit Light |  | 3C45 | Life Safety | LX1RM-C-U | Emergency-Lite
EXL 140 | Exit Light |  | L315B | Life Safety | LX1RM-C-U | Emergency-Lite
EXL 141 | Exit Light |  | L315 | Life Safety | LX1RM-C-U | Emergency-Lite
EXL 142 | Exit Light |  | L315 | Life Safety | LX1RM-C-U | Emergency-Lite
EXL 143 | Exit Light |  | L320 | Life Safety | LX1RM-C-U | Emergency-Lite
EXL 144 | Exit Light |  | L325 | Life Safety | LX1RM-C-U | Emergency-Lite
EXL 145 | Exit Light |  | L325 | Life Safety | LX1RM-C-U | Emergency-Lite
EXL 146 | Exit Light |  | L325 | Life Safety | LX1RM-C-U | Emergency-Lite
EXL 147 | Exit Light |  | L325C | Life Safety | LX1RM-C-U | Emergency-Lite
EXL 148 | Exit Light |  | L325A | Life Safety | LX1RM-C-U | Emergency-Lite
EXL 149 | Exit Light |  | 3C45 | Life Safety | LX1RM-C-U | Emergency-Lite
EXL 150 | Exit Light |  | L330 | Life Safety | LX1RM-C-U | Emergency-Lite
EXL 151 | Exit Light |  | L330 | Life Safety | LX1RM-C-U | Emergency-Lite
EXL 152 | Exit Light |  | L330 | Life Safety | LX1RM-C-U | Emergency-Lite
EXL 153 | Exit Light |  | L330 | Life Safety | LX1RM-C-U | Emergency-Lite
EXL 154 | Exit Light |  | L335A | Life Safety | LX1RM-C-U | Emergency-Lite
EXL 155 | Exit Light |  | L335 | Life Safety | LX1RM-C-U | Emergency-Lite
EXL 156 | Exit Light |  | L340B | Life Safety | LX1RM-C-U | Emergency-Lite
EXL 157 | Exit Light |  | L340 | Life Safety | LX1RM-C-U | Emergency-Lite
EXL 158 | Exit Light |  | L340 | Life Safety | LX1RM-C-U | Emergency-Lite
EXL 159 | Exit Light |  | L340 | Life Safety | LX1RM-C-U | Emergency-Lite
EXL 160 | Exit Light |  | L350A | Life Safety | LX1RM-C-U | Emergency-Lite
EXL 161 | Exit Light |  | L340A | Life Safety | LX1RM-C-U | Emergency-Lite
EXL 162 | Exit Light |  | L360A | Life Safety | LX1RM-C-U | Emergency-Lite
EXL 163 | Exit Light |  | L340 | Life Safety | LX1RM-C-U | Emergency-Lite
EXL 164 | Exit Light |  | L340 | Life Safety | LX1RM-C-U | Emergency-Lite
EXL 165 | Exit Light |  | L340 | Life Safety | LX1RM-C-U | Emergency-Lite
EXL 166 | Exit Light |  | L340 | Life Safety | LX1RM-C-U | Emergency-Lite
EXL 167 | Exit Light |  | L370A | Life Safety | LX1RM-C-U | Emergency-Lite
EXL 168 | Exit Light |  | 3C45 | Life Safety | LX1RM-C-U | Emergency-Lite
EXL 169 | Exit Light |  | 3C45 | Life Safety | LX1RM-C-U | Emergency-Lite
EXL 170 | Exit Light |  | 3C45 | Life Safety | LX1RM-C-U | Emergency-Lite
EXL 171 | Exit Light |  | 3C45 | Life Safety | LX1RM-C-U | Emergency-Lite
EXL 172 | Exit Light |  | L375B | Life Safety | LX1RM-C-U | Emergency-Lite
EXL 173 | Exit Light |  | 3C45 | Life Safety | LX1RM-C-U | Emergency-Lite
EXL 174 | Exit Light |  | 3C85B | Life Safety | LX1RM-C-U | Emergency-Lite
EXL 175 | Exit Light |  | 3C85B | Life Safety | LX1RM-C-U | Emergency-Lite
EXL 176 | Exit Light |  | 3C85B | Life Safety | LX1RM-C-U | Emergency-Lite
EXL 177 | Exit Light |  | L380B | Life Safety | LX1RM-C-U | Emergency-Lite
EXL 178 | Exit Light |  | L380B | Life Safety | LX1RM-C-U | Emergency-Lite
EXL 179 | Exit Light |  | 3C85 | Life Safety | LX1RM-C-U | Emergency-Lite
EXL 180 | Exit Light |  | 3C85 | Life Safety | LX1RM-C-U | Emergency-Lite
EXL 181 | Exit Light |  | 3C50 | Life Safety | LX1RM-C-U | Emergency-Lite
EXL 182 | Exit Light |  | 3C50 | Life Safety | LX1RM-C-U | Emergency-Lite
EXL 183 | Exit Light |  | 3C50 | Life Safety | LX1RM-C-U | Emergency-Lite
EXL 184 | Exit Light |  | 3C50 | Life Safety | LX1RM-C-U | Emergency-Lite
EXL 185 | Exit Light |  | 4C15 | Life Safety | LX1RM-C-U | Emergency-Lite
EXL 186 | Exit Light |  | 4C45 | Life Safety | LX1RM-C-U | Emergency-Lite
EXL 187 | Exit Light |  | 4C45 | Life Safety | LX1RM-C-U | Emergency-Lite
EXL 188 | Exit Light |  | L410A | Life Safety | LX1RM-C-U | Emergency-Lite
EXL 189 | Exit Light |  | L410 | Life Safety | LX1RM-C-U | Emergency-Lite
EXL 190 | Exit Light |  | L410B | Life Safety | LX1RM-C-U | Emergency-Lite
EXL 191 | Exit Light |  | 4C45 | Life Safety | LX1RM-C-U | Emergency-Lite
EXL 192 | Exit Light |  | L425B | Life Safety | LX1RM-C-U | Emergency-Lite
EXL 193 | Exit Light |  | L425 | Life Safety | LX1RM-C-U | Emergency-Lite
EXL 194 | Exit Light |  | L425 | Life Safety | LX1RM-C-U | Emergency-Lite
EXL 195 | Exit Light |  | L415 | Life Safety | LX1RM-C-U | Emergency-Lite
EXL 196 | Exit Light |  | L415 | Life Safety | LX1RM-C-U | Emergency-Lite
EXL 197 | Exit Light |  | L435A | Life Safety | LX1RM-C-U | Emergency-Lite
EXL 198 | Exit Light |  | L435 | Life Safety | LX1RM-C-U | Emergency-Lite
EXL 199 | Exit Light |  | 4C45 | Life Safety | LX1RM-C-U | Emergency-Lite
EXL 200 | Exit Light |  | L440 | Life Safety | LX1RM-C-U | Emergency-Lite
EXL 201 | Exit Light |  | L440A | Life Safety | LX1RM-C-U | Emergency-Lite
EXL 202 | Exit Light |  | L445B | Life Safety | LX1RM-C-U | Emergency-Lite
EXL 203 | Exit Light |  | L445C | Life Safety | LX1RM-C-U | Emergency-Lite
EXL 204 | Exit Light | Electrical | L445 | Life Safety | LX1RM-C-U | Emergency-Lite
EXL 205 | Exit Light |  | L450A | Life Safety | LX1RM-C-U | Emergency-Lite
EXL 206 | Exit Light |  | L450A | Life Safety | LX1RM-C-U | Emergency-Lite
EXL 207 | Exit Light |  | L450A | Life Safety | LX1RM-C-U | Emergency-Lite
EXL 208 | Exit Light |  | L450A | Life Safety | LX1RM-C-U | Emergency-Lite
EXL 209 | Exit Light |  | 4C45 | Life Safety | LX1RM-C-U | Emergency-Lite
EXL 210 | Exit Light |  | 4C45 | Life Safety | LX1RM-C-U | Emergency-Lite
EXL 211 | Exit Light |  | L465 | Life Safety | LX1RM-C-U | Emergency-Lite
EXL 212 | Exit Light |  | L465 | Life Safety | LX1RM-C-U | Emergency-Lite
EXL 213 | Exit Light |  | L470A | Life Safety | LX1RM-C-U | Emergency-Lite
EXL 214 | Exit Light |  | L470A | Life Safety | LX1RM-C-U | Emergency-Lite
EXL 215 | Exit Light |  | L470A | Life Safety | LX1RM-C-U | Emergency-Lite
EXL 216 | Exit Light |  | 4C45 | Life Safety | LX1RM-C-U | Emergency-Lite
EXL 217 | Exit Light |  | 4C45 | Life Safety | LX1RM-C-U | Emergency-Lite
EXL 218 | Exit Light |  | L480 | Life Safety | LX1RM-C-U | Emergency-Lite
EXL 219 | Exit Light |  | L480 | Life Safety | LX1RM-C-U | Emergency-Lite
EXL 220 | Exit Light |  | 4C85B | Life Safety | LX1RM-C-U | Emergency-Lite
EXL 221 | Exit Light |  | 4C85B | Life Safety | LX1RM-C-U | Emergency-Lite
EXL 222 | Exit Light |  | 4C85B | Life Safety | LX1RM-C-U | Emergency-Lite
EXL 223 | Exit Light |  | 4C50 | Life Safety | LX1RM-C-U | Emergency-Lite
EXL 224 | Exit Light |  | 4C50 | Life Safety | LX1RM-C-U | Emergency-Lite
EXL 225 | Exit Light |  | 4C50 | Life Safety | LX1RM-C-U | Emergency-Lite
EXL 226 | Exit Light |  | 4C50 | Life Safety | LX1RM-C-U | Emergency-Lite
EXL 227 | Exit Light |  | 4C50 | Life Safety | LX1RM-C-U | Emergency-Lite
EXL 228 | Exit Light |  | 4C50 | Life Safety | LX1RM-C-U | Emergency-Lite
EXL 229 | Exit Light |  |  | Life Safety | EXL-400R | Emergency-Lite
EXL 230 | Exit Light |  |  | Life Safety | EXL-400R | Emergency-Lite
EXL 231 | Exit Light |  |  | Life Safety | EXL-400R | Emergency-Lite
EXL 232 | Exit Light |  |  | Life Safety | EXL-400R | Emergency-Lite
EXL 233 | Exit Light |  |  | Life Safety | EXL-400R | Emergency-Lite
EXL 234 | Exit Light |  |  | Life Safety | EXL-400R | Emergency-Lite
EXL 235 | Exit Light |  |  | Life Safety | EXL-400R | Emergency-Lite
EXL 236 | Exit Light |  |  | Life Safety | EXL-400R | Emergency-Lite
EXL 237 | Exit Light |  |  | Life Safety | EXL-400R | Emergency-Lite
EXL 238 | Exit Light |  |  | Life Safety | EXL-400R | Emergency-Lite
EXL 239 | Exit Light |  |  | Life Safety | EXL-400R | Emergency-Lite
EXL 240 | Exit Light |  |  | Life Safety | EXL-400R | Emergency-Lite
EXL 241 | Exit Light |  |  | Life Safety | EXL-400R | Emergency-Lite
EXL 242 | Exit Light |  |  | Life Safety | EXL-400R | Emergency-Lite
EXL 243 | Exit Light |  |  | Life Safety | EXL-400R | Emergency-Lite
EXL 244 | Exit Light |  |  | Life Safety | EXL-400R | Emergency-Lite
EXL 245 | Exit Light |  | PSL105 | Life Safety |  | Emergency-Lite
EXL 246 | Exit Light |  | PSL100 | Life Safety |  | Emergency-Lite
EXL 247 | Exit Light |  | PSL102 | Life Safety |  | Emergency-Lite
EXL 248 | Exit Light |  | PSL103 | Life Safety |  | Emergency-Lite
EXL 249 | Exit Light |  | Greenhouse | Life Safety |  | Emergency-Lite
EXL 250 | Exit Light |  | Greenhouse | Life Safety |  | Emergency-Lite
EXL 251 | Exit Light |  | Greenhouse | Life Safety |  | Emergency-Lite
EXL 252 | Exit Light |  | Greenhouse | Life Safety |  | Emergency-Lite
EXL 253 | Exit Light |  | L220 | Life Safety | LX1RM-C-U | Emergency-Lite
EXL 254 | Exit Light |  | 4C45 | Life Safety | LX1RM-C-U | Emergency-Lite
EXL 255 | Exit Light |  | L340 | Life Safety | LX1RM-C-U | Emergency-Lite
EXL 256 | Exit Light |  | L340 | Life Safety | LX1RM-C-U | Emergency-Lite
EXL 257 | Exit Light |  | Penthouse | Life Safety | EXL-400R | Emergency-Lite
EXL 258 | Exit Light |  | Penthouse | Life Safety | EXL-400R | Emergency-Lite
EXL 259 | Exit Light |  | Chiller Room | Life Safety | EXL-400R | Emergency-Lite
EXL 260 | Exit Light |  | Warehouse | Life Safety | EXL-400R | Emergency-Lite
EXL 261 | Exit Light |  | Warehouse | Life Safety | EXL-400R | Emergency-Lite
EXL 262 | Exit Light |  | Warehouse | Life Safety | EXL-400R | Emergency-Lite
EXL 263 | Exit Light |  | Warehouse | Life Safety | EXL-400R | Emergency-Lite
EXL 264 | Exit Light |  | L163D | Life Safety | LX1RM-C-U | Emergency-Lite
EXL 265 | Exit Light |  | L163A | Life Safety | LX1RM-C-U | Emergency-Lite
EXL 266 | Exit Light |  | L163A | Life Safety |  | Emergency-Lite
EXL 268 | Exit Light |  | L320 | Life Safety |  | Emergency-Lite
EXL 269 | Exit Light |  | L215E | Life Safety |  | Emergency-Lite
EXL 270 | Exit Light |  | Normal Power Room | Life Safety |  | Emergency-Lite
EXL 271 | Exit Light |  | Normal Power Room | Life Safety |  | Emergency-Lite
EXL 272 | Exit Light |  | L135A | Life Safety |  | Emergency-Lite
EXL 273 | Exit Light |  | L135 | Life Safety |  | Emergency-Lite
EXL 274 | Exit Light |  | A190 | Life Safety |  | Emergency-Lite
EXL 275 | Exit Light |  | L375A | Life Safety |  | Emergency-Lite
EXL 276 | Exit Light |  | L470B | Life Safety |  | Emergency-Lite
EXL 277 | Exit Sign | Electrical | L160C | Life Safety | LX1RM-C-U | Emergency-Lite
EXL 278 | Exit Sign | Electrical | L170 | Life Safety | LX1RM-C-U | Emergency-Lite
EXL-279 | Exit Sign | Electrical | Warehouse Mezzanine | Life Safety |  | Emergency-Lite
EXL-280 | Exit Sign | Electrical | L225 | Life Safety |  | Emergency-Lite
Expansion Tank ET-1 | Expansion Tank | Mechanical | Chiller Room | Hot Water |  | Bell & Gossett
Expansion Tank ET-2 | Expansion Tank | Mechanical | Chiller Room | Hot Water |  | Bell & Gossett
Expansion Tank ET-3 | Expansion Tank | Mechanical | Chiller Room | Hot Water |  | Bell & Gossett
Expansion Tank ET-4 | Expansion Tank | Mechanical | Chiller Room | Hot Water |  | Bell & Gossett
Expansion Tank ET-5 | Expansion Tank | Mechanical | Chiller Room | Chilled Water |  | Bell & Gossett
Expansion Tank ET-6 | Expansion Tank | Mechanical | Chiller Room | Hot Water |  | Bell & Gossett
Expansion Tank ET-7 | Expansion Tank | Mechanical | Chiller Room | Hot Water |  | Bell & Gossett
Expansion Tank ET-8 | Expansion Tank | Mechanical | Water Service Room | Plumbing |  | Canariis Corp.
Fan Coil Unit FCU-1 | Fan Coil Unit | Mechanical | Penthouse | HVAC | AHI
Fan Coil Unit FCU-2 | Fan Coil Unit | Mechanical | Penthouse | HVAC | AHI
Fan Coil Unit FCU-3 | Fan Coil Unit | Mechanical | Penthouse | HVAC | AHI
Fan Coil Unit FCU-4 | Fan Coil Unit | Mechanical | Penthouse | HVAC | AHI
FE-1 | Fire Extinguisher | Fire Protection | Penthouse | Fire Safety | ABC | Potter & Roemer
FE-2 | Fire Extinguisher | Fire Protection | Penthouse | Fire Safety | ABC | Potter & Roemer
FE-3 | Fire Extinguisher | Fire Protection | Fourth Floor | Fire Safety | ABC | Potter & Roemer
FE-4 | Fire Extinguisher | Fire Protection | L470A | Fire Safety | ABC | Potter & Roemer
FE-5 | Fire Extinguisher | Fire Protection | L465 | Fire Safety | ABC | Potter & Roemer
FE-6 | Fire Extinguisher | Fire Protection | Fourth Floor | Fire Safety | ABC | Potter & Roemer
FE-7 | Fire Extinguisher | Fire Protection | L450A | Fire Safety | ABC | Potter & Roemer
FE-8 | Fire Extinguisher | Fire Protection | L445B | Fire Safety | ABC | Potter & Roemer
FE-9 | Fire Extinguisher | Fire Protection | L445C | Fire Safety | ABC | Potter & Roemer
FE-10 | Fire Extinguisher | Fire Protection | L440 | Fire Safety | ABC | Potter & Roemer
FE-11 | Fire Extinguisher | Fire Protection | L425 | Fire Safety | ABC | Potter & Roemer
FE-12 | Fire Extinguisher | Fire Protection | L410C | Fire Safety | ABC | Potter & Roemer
FE-13 | Fire Extinguisher | Fire Protection | Fourth Floor | Fire Safety | ABC | Potter & Roemer
FE-14 | Fire Extinguisher | Fire Protection | Fourth Floor | Fire Safety | ABC | Potter & Roemer
FE-15 | Fire Extinguisher | Fire Protection | Fourth Floor | Fire Safety | ABC | Potter & Roemer
FE-16 | Fire Extinguisher | Fire Protection | Fourth Floor | Fire Safety | ABC | Potter & Roemer
FE-17 | Fire Extinguisher | Fire Protection | Fourth Floor | Fire Safety | ABC | Potter & Roemer
FE-18 | Fire Extinguisher | Fire Protection | Fourth Floor | Fire Safety | ABC | Potter & Roemer
FE-19 | Fire Extinguisher | Fire Protection | L375 | Fire Safety | ABC | Potter & Roemer
FE-20 | Fire Extinguisher | Fire Protection | Third Floor | Fire Safety | ABC | Potter & Roemer
FE-21 | Fire Extinguisher | Fire Protection | L368 | Fire Safety | KO1-2 | Potter & Roemer
FE-22 | Fire Extinguisher | Fire Protection | L365 | Fire Safety | ABC | Potter & Roemer
FE-23 | Fire Extinguisher | Fire Protection | L365 | Fire Safety | ABC | Potter & Roemer
FE-24 | Fire Extinguisher | Fire Protection | Third Floor | Fire Safety | ABC | Potter & Roemer
FE-25 | Fire Extinguisher | Fire Protection | L341 | Fire Safety | ABC | Potter & Roemer
FE-26 | Fire Extinguisher | Fire Protection | L340 | Fire Safety | ABC | Potter & Roemer
FE-27 | Fire Extinguisher | Fire Protection | Third Floor | Fire Safety | ABC | Potter & Roemer
FE-28 | Fire Extinguisher | Fire Protection | L325 | Fire Safety | ABC | Potter & Roemer
FE-29 | Fire Extinguisher | Fire Protection | L325A | Fire Safety | ABC | Potter & Roemer
FE-30 | Fire Extinguisher | Fire Protection | L325B | Fire Safety | ABC | Potter & Roemer
FE-31 | Fire Extinguisher | Fire Protection | Third Floor | Fire Safety | ABC | Potter & Roemer
FE-32 | Fire Extinguisher | Fire Protection | Third Floor | Fire Safety | ABC | Potter & Roemer
FE-33 | Fire Extinguisher | Fire Protection | Third Floor | Fire Safety | ABC | Potter & Roemer
FE-34 | Fire Extinguisher | Fire Protection | Third Floor | Fire Safety | ABC | Potter & Roemer
FE-35 | Fire Extinguisher | Fire Protection | L280 | Fire Safety | ABC | Potter & Roemer
FE-36 | Fire Extinguisher | Fire Protection | L265 | Fire Safety | ABC | Potter & Roemer
FE-37 | Fire Extinguisher | Fire Protection | Second Floor | Fire Safety | ABC | Potter & Roemer
FE-38 | Fire Extinguisher | Fire Protection | Second Floor | Fire Safety | ABC | Potter & Roemer
FE-39 | Fire Extinguisher | Fire Protection | Second Floor | Fire Safety | ABC | Potter & Roemer
FE-40 | Fire Extinguisher | Fire Protection | Second Floor | Fire Safety | ABC | Potter & Roemer
FE-41 | Fire Extinguisher | Fire Protection | L255 | Fire Safety | ABC | Potter & Roemer
FE-42 | Fire Extinguisher | Fire Protection | L245 | Fire Safety | ABC | Potter & Roemer
FE-43 | Fire Extinguisher | Fire Protection | Second Floor | Fire Safety | ABC | Potter & Roemer
FE-44 | Fire Extinguisher | Fire Protection | L235 | Fire Safety | ABC | Potter & Roemer
FE-45 | Fire Extinguisher | Fire Protection | L230 | Fire Safety | ABC | Potter & Roemer
FE-46 | Fire Extinguisher | Fire Protection | Second Floor | Fire Safety | ABC | Potter & Roemer
FE-47 | Fire Extinguisher | Fire Protection | A237 | Fire Safety | ABC | Potter & Roemer
FE-48 | Fire Extinguisher | Fire Protection | Second Floor | Fire Safety | ABC | Potter & Roemer
FE-49 | Fire Extinguisher | Fire Protection | Second Floor | Fire Safety | ABC | Potter & Roemer
FE-50 | Fire Extinguisher | Fire Protection | Second Floor | Fire Safety | ABC | Potter & Roemer
FE-51 | Fire Extinguisher | Fire Protection | Warehouse | Fire Safety | ABC | Potter & Roemer
FE-52 | Fire Extinguisher | Fire Protection | L191A | Fire Safety | ABC | Potter & Roemer
FE-53 | Fire Extinguisher | Fire Protection | L177 | Fire Safety | ABC | Potter & Roemer
FE-54 | Fire Extinguisher | Fire Protection | L185 | Fire Safety | ABC | Potter & Roemer
FE-55 | Fire Extinguisher | Fire Protection | L180 | Fire Safety | ABC | Potter & Roemer
FE-56 | Fire Extinguisher | Fire Protection | L160 | Fire Safety | ABC | Potter & Roemer
FE-57 | Fire Extinguisher | Fire Protection | L170 | Fire Safety | ABC | Potter & Roemer
FE-58 | Fire Extinguisher | Fire Protection | L160 | Fire Safety | ABC | Potter & Roemer
FE-59 | Fire Extinguisher | Fire Protection | First Floor | Fire Safety | ABC | Potter & Roemer
FE-60 | Fire Extinguisher | Fire Protection | First Floor | Fire Safety | ABC | Potter & Roemer
FE-61 | Fire Extinguisher | Fire Protection |  | Fire Safety | ABC | Potter & Roemer
FE-62 | Fire Extinguisher | Fire Protection | L163A | Fire Safety | ABC | Potter & Roemer
FE-63 | Fire Extinguisher | Fire Protection | L145 | Fire Safety | ABC | Potter & Roemer
FE-64 | Fire Extinguisher | Fire Protection | Chiller Room | Fire Safety | ABC | Potter & Roemer
FE-65 | Fire Extinguisher | Fire Protection | First Floor | Fire Safety | ABC | Potter & Roemer
FE-66 | Fire Extinguisher | Fire Protection | Boiler Room | Fire Safety | ABC | Potter & Roemer
FE-67 | Fire Extinguisher | Fire Protection | First Floor | Fire Safety | ABC | Potter & Roemer
FE-68 | Fire Extinguisher | Fire Protection | F110 | Fire Safety | ABC | Potter & Roemer
FE-69 | Fire Extinguisher | Fire Protection | L105 | Fire Safety | ABC | Potter & Roemer
FE-70 | Fire Extinguisher | Fire Protection | PSL103 | Fire Safety | ABC | Potter & Roemer
FE-71 | Fire Extinguisher | Fire Protection | First Floor | Fire Safety | ABC | Potter & Roemer
FE-72 | Fire Extinguisher | Fire Protection | L162 | Fire Safety | ABC | Potter & Roemer
FE-73 | Fire Extinguisher | Fire Protection | A237 | Fire Safety | ABC | Potter & Roemer
FE-74 | Fire Extinguisher | Fire Protection | L315 | Fire Safety | ABC | Potter & Roemer
FE-75 | Fire Extinguisher | Fire Protection | L410 | Fire Safety | ABC | Potter & Roemer
FE-76 | Fire Extinguisher | Fire Protection | L435 | Fire Safety | ABC | Potter & Roemer
FE-77 | Fire Extinguisher | Fire Protection | L440A | Fire Safety | ABC | Potter & Roemer
FE-78 | Fire Extinguisher | Fire Protection | L320 | Fire Safety | ABC | Potter & Roemer
FE-79 | Fire Extinguisher | Fire Protection | L285A | Fire Safety | ABC | Potter & Roemer
FE-80 | Fire Extinguisher | Fire Protection | L265 | Fire Safety | ABC | Potter & Roemer
FE-81 | Fire Extinguisher | Fire Protection | Warehouse Mezzanine | Fire Safety | ABC | Potter & Roemer
FE-82 | Fire Extinguisher | Fire Protection | L135 | Hot Water | ABC | Potter & Roemer
FE-82 | Fire Extinguisher | Fire Protection | L135 | Fire Safety | ABC | Potter & Roemer
FE-83 | Fire Extinguisher | Fire Protection | F190 | Fire Safety | ABC | Potter & Roemer
FE-84 | Fire Extinguisher | Fire Protection | F140 | Fire Safety | ABC | Potter & Roemer
FE-85 | Fire Extinguisher | Fire Protection | Greenhouse | Fire Safety | ABC | Potter & Roemer
FE-86 | Fire Extinguisher | Fire Protection | Fuel Oil Tank Yard | Fire Safety | ABC | Potter & Roemer
FE-87 | Fire Extinguisher | Fire Protection | L125 | Fire Safety | ABC | Potter & Roemer
FE-88 | Fire Extinguisher | Fire Protection | L125 | Fire Safety | 20S HI SA ABC | Potter & Roemer
FE-89 | Fire Extinguisher | Fire Protection | Warehouse | Fire Safety | B456 | Potter & Roemer
FE-90 | Fire Extinguisher | Fire Protection | L266 | Fire Safety | B456 | Potter & Roemer
FE-91 | Fire Extinguisher | Fire Protection | L191A | Fire Safety | KO1-2 | Potter & Roemer
FH-L145-1 | Chemical Fume Hood | Laboratory | L145 | Lab | 70864 | Fisher Hamilton
FH-L151-1 | Chemical Fume Hood | Laboratory | L151 | Lab | 70864 | Fisher Hamilton
FH-L162-1 | Chemical Fume Hood | Laboratory | L162 | Lab | 70864 | Fisher Hamilton
FH-L162A-1 | Chemical Fume Hood | Laboratory | L162 | Lab | 70864 | Fisher Hamilton
FH-L163-1 | Chemical Fume Hood | Laboratory | L163 | Lab | 70864 | Fisher Hamilton
FH-L166-1 | Chemical Fume Hood | Laboratory | L166 | Lab | 70864 | Fisher Hamilton
FH-L166-2 | Chemical Fume Hood | Laboratory | L166 | Lab | 70864 | Fisher Hamilton
FH-L176B-1 | Chemical Fume Hood | Laboratory | L176B | Lab | 70864 | Fisher Hamilton
FH-L185-1 | Chemical Fume Hood; Wet Scrubber System | Laboratory | L185 | Lab | FCE 1800 MS | Solare
FH-L185-2 | Chemical Fume Hood | Laboratory | L185 | Lab | 70864 | Fisher Hamilton
FH-L185-3 | Chemical Fume Hood | Laboratory | L185 | Lab | 70864 | Fisher Hamilton
FH-L185-4 | Chemical Fume Hood | Laboratory | L185 | Lab | 70864 | Fisher Hamilton
FH-L185-5 | Chemical Fume Hood | Laboratory | L185 | Lab | 70864 | Fisher Hamilton
FH-L185-6 | Chemical Fume Hood | Laboratory | L185 | Lab | 70864 | Fisher Hamilton
FH-L185-7 | Chemical Fume Hood | Laboratory | L185 | Lab | 70864 | Fisher Hamilton
FH-L185A-1 | Chemical Fume Hood | Laboratory | L185A | Lab | 70864 | Fisher Hamilton
FH-L185A-2 | Chemical Fume Hood; Wet Scrubber System | Laboratory | L185A | Lab | FCE 1800 MS | Solare
FH-L220-1 | Chemical Fume Hood | Laboratory | L220 | Lab | 70864 | Fisher Hamilton
FH-L220-2 | Chemical Fume Hood | Laboratory | L220 | Lab | 70864 | Fisher Hamilton
FH-L220-3 | Chemical Fume Hood | Laboratory | L220 | Lab | 11160000023903 | Labconco
FH-L220-4 | Chemical Fume Hood | Laboratory | L220 | Lab | 11160000023903 | Labconco
FH-L220-5 | Chemical Fume Hood | Laboratory | L220 | Lab | 11140000023903 | Labconco
FH-L235-1 | Chemical Fume Hood | Laboratory | L235 | Lab | 70864 | Fisher Hamilton
FH-L235-2 | Chemical Fume Hood | Laboratory | L235 | Lab | 70864 | Fisher Hamilton
FH-L262-1 | Chemical Fume Hood | Laboratory | L262 | Lab | 70864 | Fisher Hamilton
FH-L330-1 | Chemical Fume Hood | Laboratory | L330 | Lab | 70864 | Fisher Hamilton
FH-L331-1 | Chemical Fume Hood | Laboratory | L331 | Lab | 70864 | Fisher Hamilton
FH-L340A-1 | Chemical Fume Hood | Laboratory | L340A | Lab | 70864 | Fisher Hamilton
FH-L350C-1 | Chemical Fume Hood | Laboratory | L350C | Lab | 70864 | Fisher Hamilton
FH-L410-1 | Chemical Fume Hood | Laboratory | L410 | Lab | 70864 | Fisher Hamilton
FH-L415-1 | Chemical Fume Hood | Laboratory | L415 | Lab | 70864 | Fisher Hamilton
FH-L425-1 | Chemical Fume Hood | Laboratory | L425 | Lab | 70864 | Fisher Hamilton
FH-L425-2 | Chemical Fume Hood | Laboratory | L425 | Lab | 70864 | Fisher Hamilton
FH-L425-3 | Chemical Fume Hood | Laboratory | L425 | Lab | 70864 | Fisher Hamilton
FH-L425-4 | Chemical Fume Hood | Laboratory | L425 | Lab | 70864 | Fisher Hamilton
FH-L425B-1 | Chemical Fume Hood | Laboratory | L425B | Lab | 70864 | Fisher Hamilton
FH-L427-1 | Chemical Fume Hood | Laboratory | L427 | Lab |  | Fisher Hamilton
FH-L427-2 | Chemical Fume Hood | Laboratory | L427 | Lab |  | Fisher Hamilton
FH-L435A-1 | Chemical Fume Hood | Laboratory | L435A | Lab | 70864 | Fisher Hamilton
FH-L440-1 | Chemical Fume Hood | Laboratory | L440 | Lab | 70864 | Fisher Hamilton
FH-L440-2 | Chemical Fume Hood | Laboratory | L440 | Lab | 70864 | Fisher Hamilton
FH-L440-3 | Chemical Fume Hood | Laboratory | L440 | Lab | 70864 | Fisher Hamilton
FH-L441-1 | Chemical Fume Hood | Laboratory | L441 | Lab | 70864 | Fisher Hamilton
FH-L441-2 | Chemical Fume Hood | Laboratory | L441 | Lab | 70864 | Fisher Hamilton
FH-L441-3 | Chemical Fume Hood | Laboratory | L441 | Lab | 70864 | Fisher Hamilton
FH-L445A-1 | Chemical Fume Hood; Laminar Flow | Laboratory | L445A | Lab | PV-624-E | LM Air Technologiy, Inc.
FH-L445C-1 | Chemical Fume Hood; Laminar Flow | Laboratory | L445C | Lab | 70864 | Fisher Hamilton
FH-L451-1 | Chemical Fume Hood | Laboratory | L451 | Lab | 70864 | Fisher Hamilton
FH-L451-2 | Chemical Fume Hood | Laboratory | L451 | Lab | 70864 | Fisher Hamilton
FH-L451-3 | Chemical Fume Hood | Laboratory | L451 | Lab | 70864 | Fisher Hamilton
FH-L451-4 | Chemical Fume Hood | Laboratory | L451 | Lab | 70864 | Fisher Hamilton
FH-L451-5 | Chemical Fume Hood | Laboratory | L451 | Lab | 70864 | Fisher Hamilton
FH-L451-6 | Chemical Fume Hood | Laboratory | L451 | Lab | 70864 | Fisher Hamilton
FH-L455-1 | Chemical Fume Hood | Laboratory | L455 | Lab | 70864 | Fisher Hamilton
FH-L461-1 | Chemical Fume Hood; Wet Scrubber System | Laboratory | L461 | Lab | FCE 1800 MS | Solare
FH-L461-2 | Chemical Fume Hood; Wet Scrubber System | Laboratory | L461 | Lab | FCE 1800 MS | Solare
FH-L461-3 | Chemical Fume Hood | Laboratory | L461 | Lab | 70864 | Fisher Hamilton
FH-L462-1 | Chemical Fume Hood | Laboratory | L462 | Lab | 70864 | Fisher Hamilton
FH-L465-1 | Chemical Fume Hood | Laboratory | L465 | Lab | 70864 | Fisher Hamilton
FH-L465-2 | Chemical Fume Hood | Laboratory | L465 | Lab | 70864 | Fisher Hamilton
FH-L465-3 | Chemical Fume Hood | Laboratory | L465 | Lab | 70864 | Fisher Hamilton
FH-L465-4 | Chemical Fume Hood | Laboratory | L465 | Lab | 70864 | Fisher Hamilton
FH-L465-5 | Chemical Fume Hood | Laboratory | L465 | Lab | 70864 | Fisher Hamilton
FH-L465-6 | Chemical Fume Hood | Laboratory | L465 | Lab | 70864 | Fisher Hamilton
FH-L465-7 | Chemical Fume Hood | Laboratory | L465 | Lab | 70864 | Fisher Hamilton
FH-L470A-1 | Chemical Fume Hood | Laboratory | L470A | Lab | 70864 | Fisher Hamilton
FH-L470A-2 | Chemical Fume Hood | Laboratory | L470A | Lab | 70864 | Fisher Hamilton
FH-L470A-3 | Chemical Fume Hood | Laboratory | L470A | Lab | 70864 | Fisher Hamilton
FH-L472-1 | Chemical Fume Hood | Laboratory | L472 | Lab | 70864 | Fisher Hamilton
FH-L480-1 | Chemical Fume Hood | Laboratory | L480 | Lab |  | Fisher Hamilton
FH-L480-2 | Chemical Fume Hood | Laboratory | L480 | Lab | 70864 | Fisher Hamilton
FH-L481-1 | Chemical Fume Hood | Laboratory | L481 | Lab | 70864 | Fisher Hamilton
Filter Bank FB-1 Bio-Watch | Bag-In/Bag-Out Filter Housing | Mechanical | L266 | HVAC | BFI-4H1W-2GGF-304-D3 | Flanders/CSC Corp.
Filter Bank FB-1P AHRF | Bag-In/Bag-Out Filter Housing | Mechanical | Pre-Screening Yard | HVAC | BFI-2H2W-2GGF-304-D3 | Flanders/CSC Corp.
Filter Bank FB-2 BTRL | Bag-In/Bag-Out Filter Housing | Mechanical | L266 | HVAC | BFI-4H2W-2GGF-304-D3 | Flanders/CSC Corp.
Filter Bank FB-3 Virology | Bag-In/Bag-Out Filter Housing | Mechanical | L266 | HVAC | BFI-4H1W-2GGF-304-D3 | Flanders/CSC Corp.
Filter Bank FB-4 TB | Bag-In/Bag-Out Filter Housing | Mechanical | L266 | HVAC | BFI-3H2W-2GGF-304-D3 | Flanders/CSC Corp.
Filter Bank FB-5 SA Necropsy | Bag-In/Bag-Out Filter Housing | Mechanical | Penthouse | HVAC | BFI-4H1W-2GGF-304-D3 | Flanders/CSC Corp.
Filter Bank FB-6 L-325B | Bag-In/Bag-Out Filter Housing | Mechanical | Penthouse | HVAC | BFI-1H1W-2GGF-304-D3 | Flanders/CSC Corp.
Filter Bank FB-7 | Vent Bag-In/Bag-Out Filter Housing | Plumbing | Chiller Room | HVAC | G1F-CCF-304 | Flanders/CSC Corp.
Filter Bank FB-8A | Vent Bag-In/Bag-Out Filter Housing | Plumbing | Penthouse | HVAC | G1F-CCF-304 | Flanders/CSC Corp.
Filter Bank FB-8B | Vent Bag-In/Bag-Out Filter Housing | Plumbing | Penthouse | HVAC | G1F-CCF-304 | Flanders/CSC Corp.
Filter Bank FB-9 | Vent Bag-In/Bag-Out Filter Housing | Plumbing | Penthouse | HVAC | G1F-CCF-304 | Flanders/CSC Corp.
Fire Alarm System | Fire Protection | Fire Alarm | Whole Building |  |  | Simplex Grinnell
Fire Dampers | Fire Dampers | Mechanical | Whole Building | Fire Safety |  | Greenheck
Fire Extinguishers | Fire Extinguisher | Fire Protection | Whole Building | Fire Safety |  | Potter & Roemer
Fire Protection Hotbox | Hotbox | Fire Protection | FP Hotbox | Fire Safety | HB-10E | FP Hotbox
Fire Pump Controller FPP1 | Fire Pump Controller | Plumbing | F151 | Fire Safety | FPA1900-AM100B | Firetrol
Fire Pump FP-1 | Fire Pump | Fire Protection | F151 | Fire Safety | 393H 8100 | A-C Fire Pump Systems ITT Industries
FL 1 | Fixed Ladders | Mechanical | Stair 3
FL 2 | Fixed Ladders | Mechanical | Lower Roof
FL 3 | Fixed Ladders | Mechanical | Lower Roof
FL 4 | Fixed Ladders | Mechanical | Penthouse
Fuel Oil Tank FOT-1 | FUEL OIL TANK | Mechanical | Fuel Oil Tank Yard |  | WRN1200003SF | Convault Inc.
Fuel Oil Tank FOT-2 | FUEL OIL TANK | Mechanical | Fuel Oil Tank Yard |  | WRN1200003SF | Convault Inc.
Gas Manifolds | Laboratory Special Gases | Mechanical | Whole Building | Plumbing
GATEARM 1 - IN | Security Device | Security | Building Exterior North | Security | AG812 SG1420 | Delta
GATEARM 2 - OUT | Security Device | Security | Building Exterior North | Security | AG812 SG1420 | Delta
Generator G1-2000KW | Emergency Generator: 2000kW | Electrical | Fuel Oil Tank Yard | Emergency Power | 2000RE0ZMB | Kohler
Generator G2-250 KW | Emergency Generator: 250 KW | Electrical | Fuel Oil Tank Yard | Emergency Power | 250REZJD | Kohler
GLASS WASHER 1 | Glass Washer | Laboratory | L380 | Lab | Reliance 400 Series | Steris
GLASS WASHER 2 | Glass Washer | Laboratory | L380 | Lab | Reliance 400 Series | Steris
GLASS WASHER 3 | Glass Washer | Laboratory | L380 | Lab | Reliance 400 Series | Steris
GLASS WASHER 4 | Glass Washer | Laboratory | L380 | Lab | Reliance 400 Series | Steris
Glovebox Airlock PSL106 | BSC | Laboratory | PSL106 | Biosafety Cabinet | Airlock | Germfree
Glycol Skid GCS-1 | Glycol Make-Up Skid |  | Chiller Room
Glycol Skid GCS-2 | Glycol Make-Up Skid | Mechanical | Chiller Room
Gravity Relief Hood GRH-1 | Gravity Relief Hood | Mechanical | Lower Roof | HVAC | FGR36X36-A-BS | Greenheck
Gravity Relief Hood GRH-2 | Relief Ventilator- Gravity | Mechanical | Lower Roof | HVAC | FGR-42X96-A-BS | Greenheck
Gravity Relief Hood GRH-3 | Relief Ventilator- Gravity | Mechanical | Lower Roof | HVAC | FGR-42X96-A-BS | Greenheck
Greenhouse Controls | Greenhouse Controls | Mechanical/Electrica | Greenhouse | Controls, Acutators, Motors, Pumps, etc. | Wadsworth Veristep and Veristep Satellite | Wadsworth
HD-1-18 | Canopy Exhaust Hood (Above Autoclave) | Laboratory | L173 | Lab | GD3-5.00-S | Greenheck
Heat Exchanger HX-1 | Shell and Tube Heat Exchanger | Mechanical | Chiller Room | Hot Water | SU20 5-4 | Thrush
Heat Exchanger HX-2 | Shell and Tube Heat Exchanger | Mechanical | Chiller Room | Hot Water | SU20 5-2 | Thrush
Heat Exchanger HX-3 | Shell and Tube Heat Exchanger | Mechanical | Chiller Room | Hot Water | SU16 4-4 | Thrush
Heat Exchanger HX-4 | Shell and Tube Heat Exchanger | Mechanical | Chiller Room | Hot Water | SU16 4-4 | Thrush
Heat Exchanger PFHX-1 | Plate Heat Exchanger | Mechanical | Chiller Room
Hood KH-1 | Commercial Kitchen Hood | Laboratory | L368 | HVAC |  | Greenheck
Hood KH-2 | Commercial Kitchen Hood | Laboratory | L191 | HVAC |  | Greenheck
Humidifier SG-1P | Steam Generator | Mechanical | Pre-Screening Mech Room | HVAC | NHTC 100 | Nortec
Ice Machine F-110 Cafe&#39; | Ice Machine | Plumbing | F110 | Plumbing |  | Hoshizaki
Ice Machine L-160C | Ice Machine | Plumbing | L160C | Lab
Ice Machine L-185 | Ice Machine | Plumbing | L185 | Lab
Ice Machine L-325 | Ice Machine | Plumbing | L325
Illuminator 1 | Illuminator | Electrical | F121 | Lobby Artwork | FL 150-2C DMX Colour US | Roblon
Illuminator 2 | Illuminator | Electrical | F121 | Lobby Artwork | FL 250-C DMX Colour | Roblon
Illuminator 3 | Illuminator | Electrical | F121 | Lobby Artwork | FL 150-2C DMX Colour US | Roblon
Illuminator 4 | Illuminator | Electrical | F121 | Lobby Artwork | FL 150-2C DMX Colour US | Roblon
Illuminator 5 | Illuminator | Electrical | F121 | Lobby Artwork | FL 150-2C DMX Colour US | Roblon
Illuminator 6 | Illuminator | Electrical | F121 | Lobby Artwork | FL 250-C DMX Colour US | Roblon
Illuminator 7 | Illuminator | Electrical | F121 | Lobby Artwork | FL 250-C DMX Colour US | Roblon
Illuminator 8 | Illuminator | Electrical | F121 | Lobby Artwork | FL 150-2C DMX Colour US | Roblon
Illuminator 9 | Illuminator | Electrical | F121 | Lobby Artwork | FL 250-C DMX Colour US | Roblon
Illuminator 10 | Illuminator | Electrical | F121 | Lobby Artwork | FL 150-2C DMX Colour US | Roblon
Illuminator 11 | Illuminator | Electrical | F121 | Lobby Artwork | FL 250-C DMX Colour US | Roblon
Illuminator 12 | Illuminator | Electrical | F121 | Lobby Artwork | FL 150-2C DMX Colour US | Roblon
Illuminator 13 | Illuminator | Electrical | Main Lobby | Lobby Artwork | FL 150-2C DMX Colour US | Roblon
Illuminator 14 | Illuminator | Electrical | Main Lobby | Lobby Artwork | FL 250-C DMX Colour US | Roblon
Infrared Camera | Testing Equipment | Electrical | Maintenance Office |  | i5 | Extech Instruments
Intermediate Roof | Roofing System | Architectural | Intermediate Roof
JCI Metasys | Automation Controls | Controls | Whole Building | Building Automation System |  | Johnson Controls
Jockey Pump Controller JPP1 | Jockey Pump Controller | Fire Protection | Fire Pump Room | Fire Safety | BBSCS | Milwaukee Valve Co.
Jockey Pump JP-1 | Jockey Pump | Fire Protection | Fire Pump Room | Fire Safety | T41M BF | MTH Pumps
Lab Waste Lift Station LWLS-1 PUMP2 | Pump | Plumbing | Chiller Room | Plumbing | FRG-4 | Burt Process
Laboratory Medical Air Skid AC-1 | Air Compressor: Whole Building | Mechanical | Chiller Room | Compressed Air | 4107005354 | Beacon Medaes
LED Lighting Necropsy | Light | Electrical | L164 | Lighting | LW-LUSIO-ES2-4M-50-CA-BAFN
Liebert CRAC 1 | Equipment Cooling | Mechanical | L233 | Lab | VS028WDAOEI025S | Liebert
Liebert CRAC 2 | Equipment Cooling | Mechanical | L233 | Lab | VS028WDAOEI025S | Liebert
Lift HYDLIFT1 | Tool | Mechanical | F125 |  | HYD-10 | Vestil Manufacturing Corp.
Lift JLG 1 | Vertical Mast Lift | Mechanical | Penthouse |  | 20MVL | JLG
Lift JLG 2 | Vertical Mast Lift | Mechanical | Warehouse |  | 20MSP | JLG
Lift Station Lab Waste LWLS-1 PUMP1 | Pump | Plumbing | Chiller Room | Plumbing | FRG-4 | Burt Process
Lift Stock Picker | Vertical Mast Lift | Mechanical | Warehouse |  | PS-12DRVS | Ballymore
LIFT TABLE | LS Series Lift Table | Laboratory | L164 | Lab | TBJ Model 66-108 | Southworth
Lightning Protection System | Life Safety | Electrical | Whole Building | Life Safety
Lineman Gloves Red |  | Electrical
Liquid Watch Leak Detection | Leak Detection Lab Waste | Laboratory | Chiller Room |  | LW64 IS | PermAlert
Lobby Artwork | Art | Architectural | Main Lobby | Audio / Visual |  | Visual Lighting Technologies
Meter Anemometer | Testing Equipment | Laboratory | Maintenance Office |  | TPI575 | TPI
Meter Datalogging Light | Testing Equipment | Laboratory | Maintenance Office |  | 850008 | Sper Scientific
Meter Electric | Meter | Electrical | Building Exterior North |  |  | PSE&G
Meter Gas Monitor 1 | Air Composition Sensor | Laboratory | Maintenance Office |  | 4530010 | Draegar Safety Inc.
Meter Gas Monitor 2 | Air Composition Sensor | Laboratory | L271 |  | 4530010 | Draegar Safety Inc.
Meter Humidity/Temp | Testing Equipment | Laboratory | Maintenance Office |  | 4189 | Traceable
Meter MSA Altair 4X Multigas Detector/Monitor | Multigas Detector |  | L110 |  | Altair 4X | MSA
Meter Natural Gas | Meter | Plumbing | Building Exterior North |  |  | PSE&G
Meter Shortridge | Testing Equipment | Laboratory | Maintenance Office |  | ADM-870C | Shortridge Instruments Inc
Mixing Valve TMV-1 | Mixing Valve | Plumbing | Fire Pump Room | Plumbing | 559-3130 | Bradley
Mixing Valve TMV-2 | Mixing Valve | Plumbing | Fire Pump Room | Plumbing | 559-3130 | Bradley
Mixing Valve TMV-3 | Mixing Valve | Plumbing | Fire Pump Room | Plumbing | 559-3130 | Bradley
Mixing Valve TMV-4 | Mixing Valve | Plumbing | Fire Pump Room | Plumbing | 559-3130 | Bradley
Mixing Valve TMV-5 | Mixing Valve | Plumbing | Fire Pump Room | Plumbing | 559-3130 | Bradley
Mobile Lab Sprinter Van FDL #1 | Mobile Equipment | Mechanical | Building Exterior North |  |  | Sprinter
Mobile Lab Sprinter Van FDL #2 | Mobile Equipment | Mechanical | Building Exterior North |  |  | Sprinter
Mobile Lab Sprinter Van FDL #3 | Mobile Equipment | Mechanical | Building Exterior North |  |  | Sprinter
NAC 1 | Fire Protection | Fire Protection | F255 |  | 4009 IDNet Extender | Simplex Grinnell
NAC 2 | Fire Protection | Fire Protection | F255 |  | 4009 IDNet Extender | Simplex Grinnell
NAC 3 | Fire Protection | Fire Protection | F335 |  | 4009 IDNet Extender | Simplex Grinnell
NAC 4 | Fire Protection | Fire Protection | F435 |  | 4009 IDNet Extender | Simplex Grinnell
Natural Gas Piping | Piping | Plumbing | Whole Building | Plumbing
NBS Booster Pump | Air Compressor: Instrument Air | Mechanical | L235 |  | R12D | Midwest Pressure Systems
Neutralization Tank NT-1 | Lab Neutralization System | Mechanical | Chiller Room | Lab |  | Burt Process
Nitrogen Generator #1 | Nitrogen Generator | Laboratory | NBS L225 | Lab | N280-1067 | Parker Balston
Nitrogen Generator #2 | Nitrogen Generator | Laboratory | NBS L225 | Lab | N280-1068 | Parker Balston
NT-1 Chart Recorder | Chart Recorder | Laboratory | Chiller Room | Lab |  | Honeywell
Phoenix Laboratory Air Controls | Control | Controls | Whole Building | Lab |  | TKO
Preheat Piping - Glycol | Piping | Mechanical | Chiller Room
Process Water Loop (Environmental Chamber Water) | Environmental Chamber Water | Mechanical | Whole Building
Protected Water Heater PWH/1-A | Protected Hot Water Heater | Mechanical | Boiler Room | Hot Water | 1500-N-750A-TPGO | PVI Industries LLC
Protected Water Heater PWH/1-B | Protected Hot Water Heater | Mechanical | Boiler Room | Hot Water | 1500-N-750A-TPGO | PVI Industries LLC
PTC-L155(L164)-1 | Pass-Thru Cabinet | Laboratory | L155 | Lab | 2636-06B 111109 | Terra Universal
PTC-L163(L164)-1 | Pass-Thru Cabinet | Laboratory | L163 | Lab | CT PASS | Gremfree
PTC-L170A-1 | Pass-Thru Cabinet | Laboratory | L170A | Lab | 263601c 031412 | Terra Universal
PTC-L325A-1 | Pass-Thru Cabinet | Laboratory | L325A | Lab | 2636-06B 111109 | Terra Universal
PTC-L410-1 | Pass-Thru Cabinet | Laboratory | L410 | Lab | 2638-86B-2-316 | Terra Universal
PTC-L425A-1 | Pass-Thru Cabinet | Laboratory | L425A | Lab | 4101-67A 102809 | Terra Universal
PTC-L445A-1 | Pass-Thru Cabinet | Laboratory | L445A | Lab | 1992-29C 031212 | Terra Universal
PTC-L476-1 | Pass-Thru Cabinet | Laboratory | L476 |  | EP 304 SS No. A39133152 | Terra Universal
Pump CHWP-1 | Chilled Water Pump | Plumbing | Chiller Room | Chilled Water | 24501591400711893EE | Paco
Pump CHWP-2 | Chilled Water Pump | Plumbing | Chiller Room | Chilled Water | 24501591400711893EE | Paco
Pump CHWP-3 | Chilled Water Pump | Plumbing | Chiller Room | Chilled Water | 24501591400711893EE | Paco
Pump CHWP-4 | Chilled Water Pump | Plumbing | Chiller Room | Chilled Water | 24501591400711893EE | Paco
Pump CWP-1 | Condensate Water Pump | Plumbing | Chiller Room | Condenser Water | 29801531500711893EE | Paco
Pump CWP-2 | Condensate Water Pump | Plumbing | Chiller Room | Condenser Water | 29801531500711893EE | Paco
Pump CWP-3 | Condensate Water Pump | Plumbing | Chiller Room | Condenser Water | 29801531500711893EE | Paco
Pump CWP-4 | Condensate Water Pump | Plumbing | Chiller Room | Condenser Water | 29801531500711893EE | Paco
Pump DA P-1 | Deaerator Pump | Mechanical | Boiler Room | Hot Water | CR 10-09 K-GJ-A-E-HQQE | Grundfos
Pump DA P-2 | Deaerator Pump | Mechanical | Boiler Room | Hot Water | CR 10-09 K-GJ-A-E-HQQE | Grundfos
Pump DA P-3 | Deaerator Pump | Mechanical | Boiler Room | Hot Water | CR 10-09 K-GJ-A-E-HQQE | Grundfos
Pump DA P-4 | Deaerator Pump | Mechanical | Boiler Room | Hot Water | CR 10-09 K-GJ-A-E-HQQE | Grundfos
Pump Fuel Oil Transfer DFOP-1 | Duplex Fuel Oil Transfer Pump | Mechanical | Boiler Room | HVAC |  | Preferred Pump
Pump G1 Fuel Oil Supply | Fuel Oil Pump | Mechanical | Building Exterior North | Emergency Power | N992 | Oberdorfer
Pump G2 Fuel Oil Supply | Fuel Oil Pump | Mechanical | Building Exterior North | Emergency Power | N61K10G01 | Oberdorfer
Pump HWCP-1A | Hot Water Return Pump | Plumbing | Boiler Room | Hot Water | HQH56A17D58F | Bell & Gossett
Pump HWCP-1B | Hot Water Return Pump | Plumbing | Boiler Room | Hot Water | HQH56A17D58F | Bell & Gossett
Pump HWCP-2A | Hot Water Return Pump | Plumbing | Boiler Room | Hot Water | HQH56A17D58F | Bell & Gossett
Pump HWCP-2B | Hot Water Return Pump | Plumbing | Boiler Room | Hot Water | HQH56A17D58F | Bell & Gossett
Pump HWCP-3A | Hot Water Return Pump | Plumbing | Boiler Room | Hot Water | HQH56A17D58F | Bell & Gossett
Pump HWCP-3B | Hot Water Return Pump | Plumbing | Boiler Room | Hot Water | HQH56A17D58F | Bell & Gossett
Pump HWCP-4A | Hot Water Return Pump | Plumbing | Boiler Room | Hot Water | HQH56A17D58F | Bell & Gossett
Pump HWCP-4B | Hot Water Return Pump | Plumbing | Boiler Room | Hot Water | HQH56A17D58F | Bell & Gossett
Pump HWCP-5 | Hot Water Return Pump | Plumbing | L266 | Hot Water | HQH56A17D58F | Bell & Gossett
Pump HWCP-6 | HOT WATER CIRCULATION PUMP | Plumbing | Pre-Screening Mech Room | Hot Water | SERIES 100 AB E90 | Bell & Gossett
Pump HWCP-7 | HOT WATER CIRCULATION PUMP | Plumbing | Pre-Screening Mech Room | Hot Water | SERIES 100 AB E90 | Bell & Gossett
Pump HWP-1 | Hot Water Reheat Pump | Mechanical | Chiller Room | Hot Water |  | Paco
Pump HWP-2 | Hot Water Reheat Pump | Mechanical | Chiller Room | Hot Water |  | Paco
Pump PGP-1 | Process Glycol Pump | Mechanical | Chiller Room | Hot Water |  | Paco
Pump PGP-2 | Process Glycol Pump | Mechanical | Chiller Room | Hot Water |  | Paco
Pump PHGP-1 | Preheat Hot Glycol Pump | Mechanical | Chiller Room | Hot Water | 1971030968 | Paco
Pump PHGP-2 | Preheat Hot Glycol Pump | Mechanical | Chiller Room | Hot Water | 1971030968 | Paco
Pump Pressure Powered #1 PPP-1A,1B | Steam Condensate Removal Unit | Mechanical | Chiller Room | HVAC | DPC3-PT | Spirax Sarco
Pump Pressure Powered #2 PPP-2A,2B | Steam Condensate Removal Unit | Mechanical | Chiller Room | HVAC | DPC3-PT | Spirax Sarco
Pump PWP-1 | Process Water Pump | Mechanical | Chiller Room | Hot Water
Pump PWP-2 | Process Water Pump | Mechanical | Chiller Room | Hot Water
Pump Radiation Hot Water RHWP-1 | Pump | Mechanical | Chiller Room | Plumbing | VEJMM3218T | Paco
Pump Radiation Hot Water RHWP-2 | Pump | Mechanical | Chiller Room | Plumbing | VEJMM3218T | Paco
Pump Surge Tank P-1 | Surge Pump | Mechanical | Boiler Room | Plumbing | CP15-02 KP-GJ-A-E-HQQE | Grundfos
Pump Surge Tank P-2 | Surge Pump | Mechanical | Boiler Room | Plumbing | CP15-02 KP-GJ-A-E-HQQE | Grundfos
PV Inverter 1 | Photo Voltaic Inverter | Electrical | Penthouse |  | PVS-135 | Satcon
PV Inverter 2 | Photo Voltaic Inverter | Electrical | C Building Roof |  | PVS-30 | Satcon
PV System | PV System | Electrical | Whole Building |  |  | Satcon
Radio 10 - DOH | Walkie Talkie | Security | L116J | Communications | AAH55TDC9LA1AN | Motorola
Radio 11 - DOH | Walkie Talkie | Security | L116J | Communications | AAH55TDC9LA1AN | Motorola
Radio 12 - DOH | Walkie Talkie | Security | L116J | Communications | AAH55TDC9LA1AN | Motorola
Radio 13 - DOH | Walkie Talkie | Security | L116J | Communications | AAH55TDC9LA1AN | Motorola
Radio 14 - DOH | Walkie Talkie | Security | L116J | Communications | AAH55TDC9LA1AN | Motorola
Radio 15 - DOH | Walkie Talkie | Security | L116J | Communications | AAH55TDC9LA1AN | Motorola
Radio 16 - DOH | Walkie Talkie | Security | L116J | Communications | AAH55TDC9LA1AN | Motorola
Radio 17 - DOH | Walkie Talkie | Security | L116J | Communications | AAH55TDC9LA1AN | Motorola
Radio 18 - DOH | Walkie Talkie | Security | L116J | Communications | AAH55TDC9LA1AN | Motorola
Radio 19 - DOH | Walkie Talkie | Security | L116J | Communications | AAH55TDC9LA1AN | Motorola
Radio 9 - DOH | Walkie Talkie | Security | L116J | Communications | AAH55TDC9LA1AN | Motorola
Radio Antenna | Walkie Talkie | Security | Intermediate Roof | Communications | BA6312-1 | Motorola
Radio FM1-101001 | Walkie Talkie | Security | A222 | Communications | XPR 7550E 403-512 4W FKP GNSS GOB CFS BT AAH56RDN9WA1AN | Motorola
Radio FM2-101002 | Walkie Talkie | Security | L116A | Communications | XPR 7550E 403-512 4W FKP GNSS GOB CFS BT AAH56RDN9WA1AN | Motorola
Radio FM3-101003 | Walkie Talkie | Security | Maintenance Office | Communications | XPR 7550E 403-512 4W FKP GNSS GOB CFS BT AAH56RDN9WA1AN | Motorola
Radio FM4-101004 | Walkie Talkie | Security | Maintenance Office | Communications | XPR 7550E 403-512 4W FKP GNSS GOB CFS BT AAH56RDN9WA1AN | Motorola
Radio FM5-101005 | Walkie Talkie | Security | Maintenance Office | Communications | XPR 7550E 403-512 4W FKP GNSS GOB CFS BT AAH56RDN9WA1AN | Motorola
Radio FM6-101006 | Walkie Talkie | Security | Maintenance Office | Communications | XPR 7550E 403-512 4W FKP GNSS GOB CFS BT AAH56RDN9WA1AN | Motorola
Radio FM7-101007 | Walkie Talkie | Security | Maintenance Office | Communications | XPR 7550E 403-512 4W FKP GNSS GOB CFS BT AAH56RDN9WA1AN | Motorola
Radio FM8-101008 | Walkie Talkie | Security | Maintenance Office | Communications | XPR 7550E 403-512 4W FKP GNSS GOB CFS BT AAH56RDN9WA1AN | Motorola
Radio FMBR/A-10154 | Walkie Talkie | Security | Boiler Control Room | Communications | XPR 7550E 403-512 4W FKP GNSS GOB CFS BT AAH56RDN9WA1AN | Motorola
Radio FMBR/B-101542 | Walkie Talkie | Security | Boiler Control Room | Communications | XPR 7550E 403-512 4W FKP GNSS GOB CFS BT AAH56RDN9WA1AN | Motorola
Radio Lab BTRL1, ID: 00102010 | Walkie Talkie | Security | Whole Building | Communications | XPR 7550E 403-512 4W FKP GNSS GOB CFS BT AAH56RDN9WA1AN | Motorola
Radio Lab DRS 03 | Walkie Talkie | Security | Whole Building | Communications | XPR 7550E 403-512 4W FKP GNSS GOB CFS BT AAH56RDN9WA1AN | Motorola
Radio Lab DRS 04 | Walkie Talkie | Security | Whole Building | Communications | XPR 7550E 403-512 4W FKP GNSS GOB CFS BT AAH56RDN9WA1AN | Motorola
Radio Lab DRS 05 | Walkie Talkie | Security | Whole Building | Communications | XPR 7550E 403-512 4W FKP GNSS GOB CFS BT AAH56RDN9WA1AN | Motorola
Radio Lab DRS 06 | Walkie Talkie | Security | Whole Building | Communications | XPR 7550E 403-512 4W FKP GNSS GOB CFS BT AAH56RDN9WA1AN | Motorola
Radio Lab DRS 07 | Walkie Talkie | Security | Whole Building | Communications | XPR 7550E 403-512 4W FKP GNSS GOB CFS BT AAH56RDN9WA1AN | Motorola
Radio Lab DRS 08 | Walkie Talkie | Security | Whole Building | Communications | XPR 7550E 403-512 4W FKP GNSS GOB CFS BT AAH56RDN9WA1AN | Motorola
Radio Lab DRS 09 | Walkie Talkie | Security | Whole Building | Communications | XPR 7550E 403-512 4W FKP GNSS GOB CFS BT AAH56RDN9WA1AN | Motorola
Radio Lab DRS 10 | Walkie Talkie | Security | Whole Building | Communications | XPR 7550E 403-512 4W FKP GNSS GOB CFS BT AAH56RDN9WA1AN | Motorola
Radio Lab DRS Multi Unit Charger | Walkie Talkie | Security | Whole Building | Communications | Impres 2 | Motorola
Radio Lab DRS-00102002 | Walkie Talkie | Security | Maintenance Office | Communications | XPR 7550E 403-512 4W FKP GNSS GOB CFS BT AAH56RDN9WA1AN | Motorola
Radio Lab L163 - 00010163 | Walkie Talkie | Security | L163 | Communications | XPR 7550E 403-512 4W FKP GNSS GOB CFS BT AAH56RDN9WA1AN | Motorola
Radio Lab L164 - 00010164 | Walkie Talkie | Security | L164 | Communications | XPR 7550E 403-512 4W FKP GNSS GOB CFS BT AAH56RDN9WA1AN | Motorola
Radio Lab L250 - 00010250 | Walkie Talkie | Security | L250 | Communications | XPR 7550E 403-512 4W FKP GNSS GOB CFS BT AAH56RDN9WA1AN | Motorola
Radio Lab L255/A - 00010255 | Walkie Talkie | Security | L255 | Communications | XPR 7550E 403-512 4W FKP GNSS GOB CFS BT AAH56RDN9WA1AN | Motorola
Radio Lab L255/B - 00102552 | Walkie Talkie | Security | L255 | Communications | XPR 7550E 403-512 4W FKP GNSS GOB CFS BT AAH56RDN9WA1AN | Motorola
Radio Lab L265/A - 00010265 | Walkie Talkie | Security | L265 | Communications | XPR 7550E 403-512 4W FKP GNSS GOB CFS BT AAH56RDN9WA1AN | Motorola
Radio Lab L265/B - 00102652 | Walkie Talkie | Security | L265 | Communications | XPR 7550E 403-512 4W FKP GNSS GOB CFS BT AAH56RDN9WA1AN | Motorola
Radio Lab L265H, ID: 00102011 | Walkie Talkie | Security | Whole Building | Communications | XPR 7550E 403-512 4W FKP GNSS GOB CFS BT AAH56RDN9WA1AN | Motorola
Radio Lab L280/A - 00010280 | Walkie Talkie | Security | L280 | Communications | XPR 7550E 403-512 4W FKP GNSS GOB CFS BT AAH56RDN9WA1AN | Motorola
Radio Lab L280/B - 00102802 | Walkie Talkie | Security | L280 | Communications | XPR 7550E 403-512 4W FKP GNSS GOB CFS BT AAH56RDN9WA1AN | Motorola
Radio Lab L325 - 00010325 | Walkie Talkie | Security | L325 | Communications | XPR 7550E 403-512 4W FKP GNSS GOB CFS BT AAH56RDN9WA1AN | Motorola
Radio Repeater Station | Walkie Talkie | Security | Penthouse | Communications | AAR10QCGANQ1AN | Motorola
Radio Sec L130/A-10130 | Walkie Talkie | Security | Security Console Room | Communications | XPR 7550E 403-512 4W FKP GNSS GOB CFS BT AAH56RDN9WA1AN | Motorola
Radio Sec L130/B-101302 | Walkie Talkie | Security | Security Console Room | Communications | XPR 7550E 403-512 4W FKP GNSS GOB CFS BT AAH56RDN9WA1AN | Motorola
Radio Security Base Station-00003002 | Walkie Talkie | Security | Security Console Room | Communications | XPR 5550E 450-512M 40W GOB GNSS CFS BT AAM28TRN9WA1AN | Motorola
Radio SP1-00102001 | Walkie Talkie | Security | Maintenance Office | Communications | XPR 7550E 403-512 4W FKP GNSS GOB CFS BT AAH56RDN9WA1AN | Motorola
Radio SP3-00102003 | Walkie Talkie | Security | Maintenance Office | Communications | XPR 7550E 403-512 4W FKP GNSS GOB CFS BT AAH56RDN9WA1AN | Motorola
Radio SP3-00102004 | Walkie Talkie | Security | Maintenance Office | Communications | XPR 7550E 403-512 4W FKP GNSS GOB CFS BT AAH56RDN9WA1AN | Motorola
Radio WareH L195/A-10195 | Walkie Talkie | Security | Warehouse | Communications | XPR 7550E 403-512 4W FKP GNSS GOB CFS BT AAH56RDN9WA1AN | Motorola
Radio WareH L195/B-00001952 | Walkie Talkie | Security | Warehouse | Communications | XPR 7550E 403-512 4W FKP GNSS GOB CFS BT AAH56RDN9WA1AN | Motorola
REES Scientific Monitoring System | Monitoring | Controls | Whole Building |  |  | REES
Reheat Piping - Hot water | Piping | Mechanical | Chiller Room
Rescue Assistance System | Life Safety | Security | Main Lobby | Security | Series 4200 Model #4208 | Cornell
Return Fan RF-1 | Return Fan | Mechanical | Penthouse | HVAC |  | Greenheck
Return Fan RF-2 | Return Fan | Mechanical | Penthouse | HVAC |  | Greenheck
Reversal Alarm 1-TB | Differential Pressure Monitor | Controls | 2C45 |  | DH-012 | Dwyer
Reversal Alarm 2-TB | Differential Pressure Monitor | Controls | 2C45 |  | DH-012 | Dwyer
Reversal Alarm 3-TB | Differential Pressure Monitor | Controls | 2C45 |  | DH-012 | Dwyer
Reversal Alarm 4-Virology | Differential Pressure Monitor | Controls | 2C45 |  | DH-012 | Dwyer
Reversal Alarm 5-BTRL | Differential Pressure Monitor | Controls | 2C45 |  | DH-012 | Dwyer
Reversal Alarm 6-BioWatch | Differential Pressure Monitor | Controls | 2C45 |  | DH-012 | Dwyer
Reversal Alarm 7-SA Necropsy | Differential Pressure Monitor | Controls | 1C55B |  | DH-012 | Dwyer
Roll Up Door 1 | Automatic Roll up Door | Mechanical | Boiler Room |  | RDB-51 | Dwyer
Roll Up Door 2 | Automatic Roll up Door | Mechanical | Boiler Room |  | RDB-51 | Dwyer
Roll Up Door 3 | Automatic Roll up Door | Mechanical | Warehouse |  | RDB-51 | Dwyer
Roll Up Door 4 | Automatic Roll up Door | Mechanical | Warehouse |  | RDB-51 | Dwyer
Rolling Ladder | Material Handling Equipment |  | Warehouse
Roof - Lower | Roofing System | Architectural | Lower Roof
Roof - Intermediate | Roofing System | Architectural | Intermediate Roof
Roof - Upper | Roofing System | Architectural | Upper Roof
Roof - Loading Docks | Roofing System | Architectural | Warehouse and Ag. Receiving
Roof - Building C | Roofing System | Architectural | C Building Roof
Roof - AHRF | Roofing System | Architectural | All Hazards Receipt Facility
Roof - Greenhouse | Roofing System | Architectural | Greenhouse
Roof Hatch 1 | Roof hatch |  | Stair 3 |  |  | Bilco
Roof Hatch 2 | Roof hatch |  | Penthouse |  |  | Bilco
Roof Drains | Drain | Plumbing | Whole Building
Roof Top Fall Protection System | Roof Top Fall Protection | Architectural |  |  |  | Fallproof Network System Inc.
Safety Items | Life Safety | Security | Whole Building
Safety Valve HPS | Safety Shutoff Valve - High Pressure | Mechanical | Boiler Room | Plumbing | Series PP5 | Sarco
Safety Valve MPS | Safety Shutoff Valve - Med Pressure | Mechanical | Boiler Room | Plumbing |  | Sarco
Sand Filter SFS-1 | Sand Filter | Mechanical | Chiller Room | Condenser Water |  | Trasar
Security System
Site Lighting |  |  | Parking Lot
Sprinkler Control Valves | Sprinkler Valve | Fire Protection | Whole Building | Fire Safety, Plumbing
Steam Piping | Piping | Plumbing | Whole Building | Plumbing
Steam Regulating/Safety Valve Station | Steam Pressure Reducing Station | Plumbing | Boiler Room | Plumbing | PN9337E | Spirax Sarco
Steam Traps | Steam Trap | Plumbing | Whole Building | Plumbing |  | Spirax Sarco
Supply Fan Boiler Combustion SF-2 | Supply Fan | Mechanical | Boiler Room | HVAC | 1VAD48F3019C15 | Greenheck
Supply Fan SF-1 | Supply Fan | Mechanical | Chiller Room | HVAC | VAD48H2125C15X | Greenheck
Supply Fan SF-3 | Supply Fan | Mechanical | Lower Roof | HVAC | RSF-200-15 | Greenheck
Tank Bulk Argon | Vessel | Laboratory | Building Exterior North | Lab
Tank Bulk Nitrogen | Vessel | Laboratory | Building Exterior North | Lab
Thermometer & Pressure Gauges (HVAC) | Thermometer & Pressure Gauge | Plumbing | Chiller Room | Plumbing |  | Onicon, Inc.
Thermometer & Pressure Gauges (PLBG) | Thermometer & Pressure Gauge | Plumbing | Chiller Room | Plumbing | 700 Series | Trerice
Trailer Mobile Laboratory | Mobile Equipment | Mechanical | Building Exterior North |  |  | Gernfree
Transformer TN2A | Transformer | Electrical | F251 | Normal Power Distribution | Style# 34349-17232-051 | Square D
Transformer TN2C | Transformer | Electrical | A209 | Normal Power Distribution | Style# 34349-17232-051 | Square D
Transformer TN3A | Transformer | Electrical | F351 | Normal Power Distribution | Style# 34749-17232-053 | Square D
Transformer TN4A | Transformer | Electrical | F451 | Normal Power Distribution | Style# 34749-17232-053 | Square D
Transformer TS2A | Transformer | Electrical | F251 | Normal Power Distribution | Style# 34749-17232-053 | Square D
Transformer TS2B | Transformer | Electrical | F251 | Normal Power Distribution | Style# 34749-17232-053 | Square D
Transformer TS2C | Transformer | Electrical | A209 | Normal Power Distribution | Style# 33749-17212-094 | Square D
Transformer TS3A | Transformer | Electrical | F185 | Normal Power Distribution | Style# 34349-17232-051 | Square D
Transformer TS3B | Transformer | Electrical | F351 | Normal Power Distribution | Style# 34349-17232-051 | Square D
Transformer TS4A | Transformer | Electrical | F451 | Normal Power Distribution | Style# 34749-17232-053 | Square D
Transformer TS4B | Transformer | Electrical | F451 | Normal Power Distribution | Style# 34749-17232-053 | Square D
Transformer TS5A | Transformer | Electrical | Penthouse | Normal Power Distribution | Style# 33749-17212-094 | Square D
Transformer-Greenhouse | Transformer | Electrical | Greenhouse | Normal Power Distribution | Style# 34749-17212-118 | Square D
TVSS 1-MCC-5SB | Surge Protection Device | Electrical | Penthouse | Normal Power Distribution |  | Square D
TVSS 2-MCC-5SA | Surge Protection Device | Electrical | Penthouse | Normal Power Distribution |  | Square D
TVSS 3-D2S4B | Surge Protection Device | Electrical | F451 | Normal Power Distribution | TVS21MA12PC | Square D
TVSS 4-D2S4A | Surge Protection Device | Electrical | F451 | Normal Power Distribution | TVS21MA12PC | Square D
TVSS 5-D2N4A | Surge Protection Device | Electrical | F451 | Normal Power Distribution | TVS21MA12PC | Square D
TVSS 6-D2S3B | Surge Protection Device | Electrical | F351 | Normal Power Distribution | TVS21MA12PC | Square D
TVSS 7-D2S3A | Surge Protection Device | Electrical | F351 | Normal Power Distribution | TVS21MA12PC | Square D
TVSS 8-D4S3A | Surge Protection Device | Electrical | F351 | Normal Power Distribution | FC4IMA12C | Square D
TVSS 9-D4N3A | Surge Protection Device | Electrical | F351 | Normal Power Distribution | FC4IMA12C | Square D
TVSS 10-D2N3A | Surge Protection Device | Electrical | F351 | Normal Power Distribution | TVS21MA12PC | Square D
TVSS 11-D2S2B | Surge Protection Device | Electrical | F251 | Normal Power Distribution | FC4IMA12C | Square D
TVSS 12-D2S2A | Surge Protection Device | Electrical | F251 | Normal Power Distribution | FC4IMA12C | Square D
TVSS 13-D2N2A | Surge Protection Device | Electrical | F251 | Normal Power Distribution | FC4IMA12C | Square D
TVSS 14-D4S1A | Surge Protection Device | Electrical | Normal Power Room | Normal Power Distribution | FC4IMA12C | Square D
TVSS 15-D4N1A | Surge Protection Device | Electrical | Normal Power Room | Normal Power Distribution | FC4IMA12C | Square D
TVSS 16-D2N1A | Surge Protection Device | Electrical | Normal Power Room | Normal Power Distribution | TVS21MA12PC | Square D
TVSS 17-D2S1A | Surge Protection Device | Electrical | Normal Power Room | Normal Power Distribution | TVS21MA12PC | Square D
TVSS 18-D4S1 | Surge Protection Device | Electrical | Normal Power Room | Normal Power Distribution | FC4IMA12C | Square D
TVSS 19-D4S1 | Surge Protection Device | Electrical | Normal Power Room | Normal Power Distribution | FC4IMA12C | Square D
TVSS 20-MCC-1SB | Surge Protection Device | Electrical | Normal Power Room | Normal Power Distribution |  | Square D
TVSS 21-MCC-1SA | Surge Protection Device | Electrical | Normal Power Room | Normal Power Distribution |  | Square D
TVSS 22-MAIN MA | Surge Protection Device | Electrical | Normal Power Room | Normal Power Distribution |  | Square D
TVSS 23-MAIN MB | Surge Protection Device | Electrical | Normal Power Room | Normal Power Distribution |  | Square D
TVSS 24-D2N1B | Surge Protection Device | Electrical | F185 | Normal Power Distribution |  | Square D
TVSS 25-D2S1B | Surge Protection Device | Electrical | F185 | Normal Power Distribution |  | Square D
Unit Heater CUH-1 | Unit Heaters | Mechanical | L155 | Hot Water |  | Trane
Unit Heater CUH-1 | Unit Heaters | Mechanical | First Floor | Hot Water |  | Trane
Unit Heater CUH-1 | Unit Heaters | Mechanical | 1st Flr Service Corridor East | Hot Water |  | Trane
Unit Heater CUH-2 | Unit Heaters | Mechanical | Stair 1 | Hot Water |  | Trane
Unit Heater CUH-2 | Unit Heaters | Mechanical | Stair 2 | Hot Water |  | Trane
Unit Heater CUH-3 | Unit Heaters | Mechanical | Main Lobby | Hot Water |  | Trane
Unit Heater CUH-4 | Unit Heaters | Mechanical | Stair 3 | Hot Water |  | Trane
Unit Heater GFUH-1 | Gas Fired Unit Heater | Mechanical | Greenhouse |  |  | Modine
Unit Heater GFUH-2 | Gas Fired Unit Heater | Mechanical | Greenhouse |  |  | Modine
Unit Heater GFUH-3 | Gas Fired Unit Heater | Mechanical | Greenhouse |  | HD 60SS0111 | Modine
Unit Heater GFUH-4 | Gas Fired Unit Heater | Mechanical | Greenhouse |  |  | Modine
Unit Heater GFUH-5 | Gas Fired Unit Heater | Mechanical | Greenhouse |  |  | Modine
Unit Heater UH 1 | Unit Heaters | Mechanical | Warehouse | Hot Water |  | Trane
Unit Heater UH 2 | Unit Heaters | Mechanical | Warehouse | Hot Water | UHSB1201TAA1010000A | Trane
Unit Heater UH 3 | Unit Heaters | Mechanical | Penthouse | Hot Water | UHSB1201TAA1010000A | Trane
Unit Heater UH 4 | Unit Heaters | Mechanical | Penthouse | Hot Water | UHSB1201TAA1010000A | Trane
Unit Heater UH 5 | Unit Heaters | Mechanical | Penthouse | Hot Water | UHSB1201TAA1010000A | Trane
Unit Heater UH 6 | Unit Heaters | Mechanical | Penthouse | Hot Water | UHSB1201TAA1010000A | Trane
Unit Heater UH 7 | Unit Heaters | Mechanical | Penthouse | Hot Water | UHSB1201TAA1010000A | Trane
Unit Heater UH 8 | Unit Heaters | Mechanical | Penthouse | Hot Water | UHSB1201TAA1010000A | Trane
Unit Heater UH 9 | Unit Heaters | Mechanical | Penthouse | Hot Water | UHSB1201TAA1010000A | Trane
Unit Heater UH 10 | Unit Heaters | Mechanical | Penthouse | Hot Water | UHSB1201TAA1010000A | Trane
Unit Heater UH 11 | Unit Heaters | Mechanical | Penthouse | Hot Water | UHSB1201TAA1010000A | Trane
Unit Heater UH 12 | Unit Heaters | Mechanical | Penthouse | Hot Water | UHSB1201TAA1010000A | Trane
Unit Heater UH 13 | Unit Heaters | Mechanical | Penthouse | Hot Water | UHSB1201TAA1010000A | Trane
Unit Heater UH 14 | Unit Heaters | Mechanical | Penthouse | Hot Water | UHSB1201TAA1010000A | Trane
Unit Heater UH 15 | Unit Heaters | Mechanical | Water Service Room | Hot Water | UHSB1201TAA1010000A | Trane
Unit Heater UH 16 | Unit Heaters | Mechanical | Chiller Room | Hot Water | UHSB1201TAA1010000A | Trane
Unit Heater UH 17 | Unit Heaters | Mechanical | Chiller Room | Hot Water | UHSB1201TAA1010000A | Trane
Unit Heater UH 18 | Unit Heaters | Mechanical | Boiler Room | Hot Water | UHSB1201TAA1010000A | Trane
Unit Heater UH 19 | Unit Heaters | Mechanical | Boiler Room | Hot Water | UHSB1201TAA1010000A | Trane
UPS - Server Room | APC UPS | Electrical | L233 | Emergency Power | Symmetra PX | APC
UPS for 1st Floor Air Reversal Alarms | Uninterruptible Power Supply | Electrical | L185 | Emergency Power | 550 | Cyber Power
UPS for 2nd Floor Air Reversal Alarms | Uninterruptible Power Supply | Electrical | L266 | Emergency Power | 550 | Cyber Power
UPS for JCI Metasys panel AHU-2 | Uninterruptible Power Supply | Electrical | Penthouse | Emergency Power | 550 | Cyber Power
UPS for JCI Metasys panel EF 1-2 | Uninterruptible Power Supply | Electrical | Penthouse | Emergency Power | PRO 1500 | Cyber Power
UPS for JCI Metasys panel EF1A-EF2A, ENFA | Uninterruptible Power Supply | Electrical | Penthouse | Emergency Power | 550 | Cyber Power
UPS for JCI Metasys panel EN-EN34 | Uninterruptible Power Supply | Electrical | Penthouse | Emergency Power | 550 | Cyber Power
UPS for JCI Metasys panel EN-EN56 | Uninterruptible Power Supply | Electrical | Penthouse | Emergency Power | 550 | Cyber Power
UPS for JCI Metasys panel EN-RF1-2 | Uninterruptible Power Supply | Electrical | Penthouse | Emergency Power | 550 | Cyber Power
UPS for JCI Metasys panel EN-SF2 | Uninterruptible Power Supply | Electrical | Boiler Room | Emergency Power | 550 | Cyber Power
UPS for JCI Metasys panels AHRF | Uninterruptible Power Supply | Electrical | Pre-Screening Mech Room | Emergency Power | ES750 | Cyber Power
UPS for JCI Metasys Server | Uninterruptible Power Supply | Electrical | Maintenance Office | Emergency Power | Back Up 750 | Cyber Power
UPS for JCI Metasys Workstation | Uninterruptible Power Supply | Electrical | Boiler Control Room | Emergency Power | RS1500 | Cyber Power
UPS for Security Server Rack | Uninterruptible Power Supply | Electrical | Security Server Room | Emergency Power | Smart UPS 2200XL | Cyber Power
UPS for Security Server Rack/ Console | Uninterruptible Power Supply | Electrical | Security Server Room | Emergency Power | Smart UPS RT7500 | Cyber Power
UPS for Switchgear PLC | Uninterruptible Power Supply | Electrical | Normal Power Room | Emergency Power | SMT 1500 | Cyber Power
Vacuum Pump VP-1 | Laboratory Vacuum | Mechanical | Chiller Room | HVAC | 4107100612 | Beacon Medaes
Valve HPS | Gate Valve w/Globe Valve Bypass | Plumbing | Chiller Room | Plumbing |  | Milwaukee Valve Co.
VelociCal Digital Anemometer |  | Laboratory | L125 |  | 9535-A | TSI
VHP 1 | Decontamination Equipment | Laboratory | L271 | Lab | ARD-120 | Steris
VHP 2 | Decontamination Equipment | Laboratory | L271 |  | ARD-120 | Steris
VHP 3 | Decontamination Equipment | Laboratory | L271 |  | ARD-120 | Steris
VHP Sensor 1 | Decontamination Equipment | Laboratory | L271 |  | ARD-RS | Steris
VHP Sensor 2 | Decontamination Equipment | Laboratory | L271 |  | ARD-RS | Steris
VHP Sensor 3 | Decontamination Equipment | Laboratory | L271 |  | ARD-RS | Steris
Video Borescope Extension Cable | Testing Equipment | Laboratory | Maintenance Office |  | BR200-EXT | Extech Instruments
Video Borescope Inspection Camera | Testing Equipment | Laboratory | Maintenance Office |  | BR100-EXT | Extech Instruments
Water Heater EWH-1 | Electric Water Heater | Plumbing | Pre-Screening Mech Room |  | DSE 120A 820012000 | AO Smith Water Products
Water Heater EWH-2 | Electric Water Heater | Plumbing | Pre-Screening Mech Room |  | DSE 65A 820012000 | AO Smith Water Products
Water Heater EWH-3 | Electric Water Heater | Plumbing | Greenhouse |  | DSE 304 200012000 | AO Smith Water Products
Water Treatment Boiler/Condenser/Closed Loop | Water Treatment | Mechanical | Chiller Room | Chilled Water
WEST SECURITY BOLLARDS | Security Device | Security | Building Exterior West | Security